## Sheet1
Item | Description | Category | Preferred Vendor | Quantity On Hand | Bin Location | Physical Count
ACCESS DOORS | DO NOT USE - ITEM CATEGORY | Uncategorized |  | 0
ACCESS DOORS:20011 | 10X10 FLAT CAMLOCK INS. ACCESS DOOR FDC | Uncategorized | DUCTMATE INDUSTRIES, INC. | 35 | Oklahoma City:Unassigned, Tulsa:O5C
ACCESS DOORS:20011H | 10X10 FLAT HINGED INS. ACCESS DOOR FDH | Uncategorized | DUCTMATE INDUSTRIES, INC. | 10 | Tulsa:O5B
ACCESS DOORS:20012 | 12X12 FLAT CAMLOCK INS. ACCESS DOOR FDC | Uncategorized | DUCTMATE INDUSTRIES, INC. | 32 | Oklahoma City:Unassigned, Tulsa:O5C
ACCESS DOORS:20012H | 12X12 FLAT HINGED INS. ACCESS DOOR FDH | Uncategorized | DUCTMATE INDUSTRIES, INC. | 0
ACCESS DOORS:20014 | 14X14 FLAT CAMLOCK INS. ACCESS DOOR FDC | Uncategorized | DUCTMATE INDUSTRIES, INC. | 39 | Oklahoma City:Unassigned, Tulsa:O5C
ACCESS DOORS:20014H | 14X14 FLT HINGED INS. ACCESS DOOR FDH | Uncategorized | DUCTMATE INDUSTRIES, INC. | 0
ACCESS DOORS:20016 | 16X16 FLAT CAMLOCK INS. ACCESS DOOR FDC | Uncategorized | DUCTMATE INDUSTRIES, INC. | 17 | Oklahoma City:Unassigned, Tulsa:O6C
ACCESS DOORS:20016H | 16X16 FLAT HINGED INS. ACCESS DOOR FDH | Uncategorized | DUCTMATE INDUSTRIES, INC. | 0
ACCESS DOORS:20018 | 18X18 FLAT CAMLOCK INS. ACCESS DOOR FDC | Uncategorized | DUCTMATE INDUSTRIES, INC. | 15 | Oklahoma City:Unassigned, Tulsa:O6C
ACCESS DOORS:20018H | 18X18 FLAT HINGED INS. ACCESS DOOR FDH | Uncategorized | DUCTMATE INDUSTRIES, INC. | 0
ACCESS DOORS:20020 | 20X20 FLAT CAMLOCK INS. ACCESS DOOR FDC | Uncategorized | DUCTMATE INDUSTRIES, INC. | 14 | Oklahoma City:Unassigned, Tulsa:O6C
ACCESS DOORS:20024 | 24X24 FLAT CAMLOCK INS. ACCESS DOOR- FDC | Uncategorized | DUCTMATE INDUSTRIES, INC. | 12 | Oklahoma City:Unassigned, Tulsa:O6C
ACCESS DOORS:20024H | 24X24 FLAT HINGED INS.ACCESS DOOR FDH | Uncategorized | DUCTMATE INDUSTRIES, INC. | 0
ACCESS DOORS:20024V | 24x24 Flat Vision Access Door | Uncategorized | DURO DYNE CORP | 2 | Oklahoma City:Transfer-Tulsa
ACCESS DOORS:20060 | 6X6 FLAT CAMLOCK INS. ACCESS DOOR. FDC | Uncategorized | DUCTMATE INDUSTRIES, INC. | 67 | Oklahoma City:Unassigned, Tulsa:O5C
ACCESS DOORS:20060H | 6X6 HINGED ACCESS DOOR- INS. GALV. | Uncategorized | DUCTMATE INDUSTRIES, INC. | 10 | Tulsa:O5B
ACCESS DOORS:20080 | 8X8 FLAT. CAMLOCK INS. ACCESS DOOR FDC | Uncategorized | DUCTMATE INDUSTRIES, INC. | 73 | Oklahoma City:Unassigned, Tulsa:O5C
ACCESS DOORS:20080H | 8X8 HINGED ACCESS DOOR- INS. GALV. | Uncategorized | DUCTMATE INDUSTRIES, INC. | 5 | Tulsa:O5B
ACCESS DOORS:2020AHD | 20 X 20 AHD ACCESS DOOR | Uncategorized | CENDREX, INC. | 0
ACCESS DOORS:22416 | 24X16 FRAMED ACCESS DOOR (PRESS-ON / CAM) | Uncategorized | DUCTMATE INDUSTRIES, INC. | 0
ACCESS DOORS:22908 | 8X4 (5-6) RD INS. ACCESS DOOR | Uncategorized | DUCTMATE INDUSTRIES, INC. | 24 | Oklahoma City:Unassigned, Tulsa:O5B
ACCESS DOORS:22910 | 8X4 (7-9) RD INS ACCESS DOOR | Uncategorized | DUCTMATE INDUSTRIES, INC. | 30 | Oklahoma City:Unassigned, Tulsa:O5B
ACCESS DOORS:22911 | 8 X 4 (10-11) RD INS. ACCESS DOOR | Uncategorized | DUCTMATE INDUSTRIES, INC. | 37 | Oklahoma City:Unassigned, Tulsa:O5B
ACCESS DOORS:22912 | 8 X 4 (12-14) RD INS. ACCESS DOOR | Uncategorized | DUCTMATE INDUSTRIES, INC. | 30 | Oklahoma City:Unassigned, Tulsa:O5B
ACCESS DOORS:22919 | 8X4 FLAT F2 2300 DEG. ACCESS DOOR | Uncategorized | DUCTMATE INDUSTRIES, INC. | 18 | Oklahoma City:Unassigned
ACCESS DOORS:22920 | 12X8 FLAT SANDWICH F2 2300 DEG.ACCESS DOOR | Uncategorized | DUCTMATE INDUSTRIES, INC. | 0
ACCESS DOORS:DR10620F2GA | 10X6 (17-20) RD F2 2300 DEG. ACCESS DOOR | Uncategorized | DUCTMATE INDUSTRIES, INC. | 0
ACCESS DOORS:DR10624F2GA | 10X6 (21-24) RD F2 2300 DEG. ACCESS DOOR | Uncategorized | DUCTMATE INDUSTRIES, INC. | 0
ACCESS DOORS:DR161232F2GA | 16X12 (29-32) RD F2 2300 DEG. ACCESS DOOR | Uncategorized | DUCTMATE INDUSTRIES, INC. | 0
ACCESS DOORS:DRI10616GA | 10 x 6 (16") Access Door Rd. | Uncategorized | DUCTMATE INDUSTRIES, INC. | 0
ACCESS DOORS:DRI10624GA | 10x6 (21"-24") RD INS ACCESS DOOR | Uncategorized | DUCTMATE INDUSTRIES, INC. | 0
ACCESS DOORS:DRI10628GA | 10x6 (25"-28") RD INS ACCESS DOOR | Uncategorized | DUCTMATE INDUSTRIES, INC. | 0
ACCESS DOORS:DRI12814F2GA | 12X8 (12-14) RD F2 2300 DEG. ACCESS DOOR | Uncategorized | DUCTMATE INDUSTRIES, INC. | 0
ACCESS DOORS:DRI12818GA | 12X8 (17-18) RD INS. ACCESS DOOR | Uncategorized | DUCTMATE INDUSTRIES, INC. | 0
ACCESS DOORS:DRI12820GA | 12X8 (19-20) RD INS. ACCESS DOOR | Uncategorized | DUCTMATE INDUSTRIES, INC. | 0
ACCESS DOORS:DRI161218F2GA | 16X12 (17-18) RD 2300 DEG. ACCESS DOOR | Uncategorized | DUCTMATE INDUSTRIES, INC. | 0
ACCESS DOORS:DRI161218GA | 16X12 (17-18) RD INS. ACCESS DOOR | Uncategorized | DUCTMATE INDUSTRIES, INC. | 0
ACCESS DOORS:DRI161220GA | 16X12 (19-20) RD INS. ACCESS DOOR | Uncategorized | DUCTMATE INDUSTRIES, INC. | 0
ACCESS DOORS:DRI849F2GA | 8X4 (7-9) RD F2 2300 DEG. ACCESS DOOR | Uncategorized | DUCTMATE INDUSTRIES, INC. | 0
ADHESIVES AND SEALERS | DO NOT USE - ITEM CATEGORY | Uncategorized |  | 0
ADHESIVES AND SEALERS:305057 | VG-181-GRAY-4-1 GAL DUCT SEALER | Uncategorized |  | 0
ADHESIVES AND SEALERS:34144 | SIMPLE SAVER HIGH TACK SEALER 1 GAL | Uncategorized | SIMPLE SAVER SERVICES, LLC | 2 | Tulsa:D01D
ADHESIVES AND SEALERS:426723L | REDWOOD TAN COLOR-VULKEM 116 - POLYURETHANE SEALANT; GUN GRADE | Uncategorized | Tremco | 30 | Oklahoma City:Unassigned
ADHESIVES AND SEALERS:5111 | SSC-C CLEAR SILICONE DUCT SEALER | Uncategorized | DURO DYNE CORP | 19 | Oklahoma City:Unassigned
ADHESIVES AND SEALERS:5112 | SSA-C ALUMINUM SILICONE DUCT SEALER | Uncategorized | DURO DYNE CORP | 21 | Oklahoma City:Unassigned
ADHESIVES AND SEALERS:5116 | NPAB40 40# CANISTER BLACK ADHESIVE.. | Uncategorized | DURO DYNE CORP | 1 | Tulsa:OPO
ADHESIVES AND SEALERS:5117 | NPAC40 40# CANISTER CLEAR ADHESIVE.. | Uncategorized | DURO DYNE CORP | 1 | Tulsa:OPO
ADHESIVES AND SEALERS:60101 | #49-5 3M FASTBOND DUCT LINER ADHESIVE (5) | Uncategorized | Roughneck Supply | 1 | Oklahoma City:Unassigned
ADHESIVES AND SEALERS:60102 | #49-52 3M FASTBOND DUCT LINER ADHESIVE - (50) | Uncategorized | Roughneck Supply | 170 | Oklahoma City:Unassigned
ADHESIVES AND SEALERS:60103 | TUFF BOND HANGER ADHESIVE (1-GALLON) | Uncategorized | SPI LLC | 0
ADHESIVES AND SEALERS:60590 | GECKO GLUE SLVR - WHITE 54 GAL (54) | Uncategorized | DUCTMATE INDUSTRIES, INC. | 0
ADHESIVES AND SEALERS:60849 | MULTI-PURPOSE SPRAY TACK - 12 OZ | Uncategorized | RED DEVIL | 21 | Tulsa:PROD
ADHESIVES AND SEALERS:60850 | FIBERSEAL DUCT SEALANT (GAL) | HVAC ITEMS:HVAC - MOST COMMON | DUCTMATE INDUSTRIES, INC. | 248 | Tulsa:SHOWROOM FLOOR
ADHESIVES AND SEALERS:60852 | PROSEAL DUCT SEALER (GAL) | HVAC ITEMS:HVAC - MOST COMMON | DUCTMATE INDUSTRIES, INC. | 292 | Oklahoma City:Unassigned, Tulsa:SHOWROOM FLOOR
ADHESIVES AND SEALERS:60854 | PROSEAL SPRAY 5 GAL | HVAC ITEMS:HVAC - MOST COMMON | DUCTMATE INDUSTRIES, INC. | 7 | Tulsa:H02E
ADHESIVES AND SEALERS:60855 | QUICK STICK 12 OZ LINER ADHESIVE | Uncategorized | DUCTMATE INDUSTRIES, INC. | 62 | Oklahoma City:Unassigned
ADHESIVES AND SEALERS:60856 | EZSEAL DUCT SEALER-1GAL | Uncategorized | DUCTMATE INDUSTRIES, INC. | 0
ADHESIVES AND SEALERS:60857 | EZSEAL TUBES | Uncategorized | DUCTMATE INDUSTRIES, INC. | 49 | Oklahoma City:Unassigned
ADHESIVES AND SEALERS:60858 | CCW-181-4 DUCT SEALANT (GAL) GRAY | HVAC ITEMS:HVAC - MOST COMMON | CARLISLE COATINGS & WATERPROOFING INC | 301 | Oklahoma City:Unassigned, Tulsa:SHOWROOM FLOOR
ADHESIVES AND SEALERS:60861 | ROTO-TACK (CLEAR) 50 GAL ADHES (50) | Uncategorized | CARLISLE COATINGS & WATERPROOFING INC | 1 | Oklahoma City:Unassigned
ADHESIVES AND SEALERS:60864 | COIL-TACK (WHITE) 50 GAL DRUM (50) | Uncategorized | CARLISLE COATINGS & WATERPROOFING INC | 0
ADHESIVES AND SEALERS:60865 | Techno Adhesive #106, 55 GAL. DRUM- Black | HVAC ITEMS:HVAC - MOST COMMON | Techno Adhesives Inc. | 440 | Tulsa:DOCK 2
ADHESIVES AND SEALERS:60866 | Techno Adhesive #106, 5 GAL. PAIL - Black | Uncategorized | Techno Adhesives Inc. | 10 | Tulsa:DOCK 2
ADHESIVES AND SEALERS:60867 | AFT701-3 ALUMA-GRIP TAPE | Uncategorized | CARLISLE COATINGS & WATERPROOFING INC | 75 | Oklahoma City:Unassigned, Tulsa:O2C
ADHESIVES AND SEALERS:60872 | 2" CHIP BRUSH | HVAC ITEMS:HVAC - MOST COMMON | DURO DYNE CORP | 639 | Oklahoma City:Unassigned, Tulsa:O1B
ADHESIVES AND SEALERS:60880 | PROSEAL TUBES | Uncategorized | DUCTMATE INDUSTRIES, INC. | 125 | Tulsa:O1A
ADHESIVES AND SEALERS:QUICKSTICKCA22 | QUICKSTICK CA 22-LITER DCM-FREE DUCT LINER ADHESIVE | Uncategorized | DUCTMATE INDUSTRIES, INC. | 11 | Tulsa:H02E
ADHESIVES AND SEALERS:QUICKSTICKHS22 | QUICK STICK HS 22 LITER NON-FLAMMABLE DUCT LINER ADHESIVE | HVAC ITEMS:HVAC - MOST COMMON | DUCTMATE INDUSTRIES, INC. | 0
ADHESIVES AND SEALERS:SEA-ADH-SLS-5-W | SUPER LINER SEAL 5-GAL (WHITE) | Uncategorized | DUCTMATE INDUSTRIES, INC. | 0
ADHESIVES AND SEALERS:SEA-APP-GUN-M0017 | BOSS PRO M0017 CAULK GUN SKELETON | Uncategorized | SOUDAL ACCUMETRIC | 19 | Tulsa:SHOWROOM FLOOR
ADHESIVES AND SEALERS:SEA-PU-BLK-53502 | BOSS PRO 535 "BLACK" POLYURETHANE ADHESIVE SEALANT 10 OZ | Uncategorized | SOUDAL ACCUMETRIC | 0
ADHESIVES AND SEALERS:SEA-PU-GRY-53503 | BOSS PRO 535 "GRAY" POLYURETHANE ADHESIVE SEALANT 10 OZ | Uncategorized | SOUDAL ACCUMETRIC | 55 | Tulsa:SHOWROOM FLOOR
ADHESIVES AND SEALERS:SEA-PU-LST-53507 | BOSS PRO 535 "LIMESTONE" POLYURETHANE ADHESIVE SEALANT 10 OZ | Uncategorized | SOUDAL ACCUMETRIC | 0
ADHESIVES AND SEALERS:SEA-PU-MBZ-53515 | BOSS PRO 535 "MEDIUM BRONZE" POLYURETHANE ADHESIVE SEALANT 10 OZ | Uncategorized | SOUDAL ACCUMETRIC | 0
ADHESIVES AND SEALERS:SEA-PU-TAN-53519 | BOSS PRO 535 "TAN" POLYURETHANE ADHESIVE SEALANT 10 OZ | Uncategorized | SOUDAL ACCUMETRIC | 0
ADHESIVES AND SEALERS:SEA-PU-WHT-53501 | BOSS PRO 535 "WHITE" POLYURETHANE ADHESIVE SEALANT 10 OZ | Uncategorized | SOUDAL ACCUMETRIC | 0
ADHESIVES AND SEALERS:SEA-SIL-ALU-37003 | BOSS PRO 370 "ALUMINUM" HVAC RTV SILICONE SEALANT 10 OZ | Uncategorized | SOUDAL ACCUMETRIC | 26 | Oklahoma City:Unassigned, Tulsa:SHOWROOM FLOOR
CONDUCTOR PIPE | DO NOT USE - ITEM CATEGORY | Uncategorized |  | 0
DUCT ACCESSORIES | DO NOT USE - ITEM CATEGORY | Uncategorized |  | 0
DUCT ACCESSORIES:104096 | RACK AND PINION CONTROL W/ ANGLE BRACKET; YOUNG REGULATOR - MODEL # 270-275 | Uncategorized | AIRETECH CORPORATION | 12 | Oklahoma City:Unassigned
DUCT ACCESSORIES:26005 | A -1 SNAP FASTENER REGULAR | Uncategorized | CAIN MANUFACTURING COMPANY | 80 | Tulsa:O1B
DUCT ACCESSORIES:501251 | 50/50 SELECT .125" DIA PREMIUM SOLID SOLDER WIRE 1# | Uncategorized | STELLAR TECHNICAL PRODUCTS | 3 | Tulsa:O3C
DUCT ACCESSORIES:501255 | 50/50 SOLID .125 DIA SOLDER WIRE 5# SPOOL | Uncategorized | STELLAR TECHNICAL PRODUCTS | 0
DUCT ACCESSORIES:55152 | 10" QUICK RELEASE HOSE CLAMP | Uncategorized | DJ'S HOSE | 0
DUCT ACCESSORIES:56602 | Fusible Link - #30 165 Deg | Uncategorized | M&M MANUFACTURING | 10 | Tulsa:EW2
DUCT ACCESSORIES:56603 | Fusible Link - #10 165 Deg | Uncategorized | M&M MANUFACTURING | 13 | Tulsa:EW2
DUCT ACCESSORIES:6M-MG1 | 6" BAROMETRIC DAMPER (M+MG1) | Uncategorized | LLOYD INDUSTRIES INC. | 0
DUCT ACCESSORIES:72898 | EOC 1 - EASE ON CLIP 1,000 per | Uncategorized | CAIN MANUFACTURING COMPANY | 2 | Tulsa:O3C
DUCT ACCESSORIES:72915 | 1.5" Ø K150 SS SELF-LOCK INSULATION PIN WASHERS (1000) | Uncategorized | SPI LLC | 0
DUCT ACCESSORIES:72920 | 2" 12 GA PERF BASE INSULATION HANGER (1000) | Uncategorized | SPI LLC | 0
DUCT ACCESSORIES:8122SRF | 8" X 12" 2SRF 2" LOUVER FOR INTAKE | Uncategorized | LLOYD INDUSTRIES INC. | 0
DUCT ACCESSORIES:CBFHN375X1-125PK | 3/8X1" CARRIAGE BOLT W/NUT (1/EA) ZINC (125/BAG) | HVAC ITEMS:HVAC - MOST COMMON | LTR FASTENER & SUPPLY, LLC | 14 | Oklahoma City:Unassigned, Tulsa:D01C
DUCT ACCESSORIES:DWH1212ULWSBI | 12X12 HINGED GREASE ACCESS DOOR | Uncategorized | DUCTMATE INDUSTRIES, INC. | 0
DUCT ACCESSORIES:EFR12GA | 12" RD ECONO RING SPLIT GALV | Uncategorized | DUCTMATE INDUSTRIES, INC. | 0
DUCT ACCESSORIES:EFR14GA | 14" RD ECONO RING SPLIT GALV | Uncategorized | DUCTMATE INDUSTRIES, INC. | 0
DUCT ACCESSORIES:EFR16GA | 16" RD ECONO RING SPLIT GALV | Uncategorized | DUCTMATE INDUSTRIES, INC. | 0
DUCT ACCESSORIES:EFR20GA | 20" RD ECONO RING SPLIT GALV | Uncategorized | DUCTMATE INDUSTRIES, INC. | 0
DUCT ACCESSORIES:EFR22GA | 22" RD ECONO RING SPLIT GALV | Uncategorized | DUCTMATE INDUSTRIES, INC. | 0
DUCT ACCESSORIES:EFR28GA | 28" RD ECONO RING SPLIT GALV | Uncategorized | DUCTMATE INDUSTRIES, INC. | 0
DUCT ACCESSORIES:LAKFAB-0001 | BAR JOIST RETRO | Uncategorized |  | 1300 | Tulsa:D01B
DUCT FITTINGS | DO NOT USE - ITEM CATEGORY | Uncategorized |  | 0
DUCT FITTINGS:10100 | 10X6X6 - WYE | Uncategorized | BARRINGTON MFG CORP | 12 | Oklahoma City:Unassigned, Tulsa:C02D
DUCT FITTINGS:10200 | 10X8X6 - WYE | HVAC ITEMS:HVAC - MOST COMMON | BARRINGTON MFG CORP | 20 | Oklahoma City:Unassigned, Tulsa:C02D
DUCT FITTINGS:10400 | 10X8X8 - WYE | HVAC ITEMS:HVAC - MOST COMMON | BARRINGTON MFG CORP | 15 | Oklahoma City:Unassigned, Tulsa:C01D
DUCT FITTINGS:10450 | 10X10X6 - WYE | HVAC ITEMS:HVAC - MOST COMMON | BARRINGTON MFG CORP | 3 | Tulsa:C01D
DUCT FITTINGS:10451 | 10X10X8 - WYE | HVAC ITEMS:HVAC - MOST COMMON | BARRINGTON MFG CORP | 8 | Oklahoma City:Unassigned, Tulsa:C01D
DUCT FITTINGS:10452 | 10X10X10 - WYE 28GA | HVAC ITEMS:HVAC - MOST COMMON | BARRINGTON MFG CORP | 13 | Oklahoma City:Unassigned, Tulsa:C01D
DUCT FITTINGS:10649 | 12X8X6 - WYE | Uncategorized | BARRINGTON MFG CORP | 10 | Oklahoma City:Unassigned
DUCT FITTINGS:10650 | 12X8X8 - WYE | Uncategorized | M&M MANUFACTURING | 2 | Oklahoma City:Unassigned
DUCT FITTINGS:10700 | 12X10X8 - WYE 28GA | HVAC ITEMS:HVAC - MOST COMMON | BARRINGTON MFG CORP | 7 | Oklahoma City:Unassigned, Tulsa:C01D
DUCT FITTINGS:10800 | 12X10X10 - WYE 28GA | HVAC ITEMS:HVAC - MOST COMMON | BARRINGTON MFG CORP | 7 | Oklahoma City:Unassigned, Tulsa:C01C
DUCT FITTINGS:10810 | 12X12X8 - WYE 28GA | HVAC ITEMS:HVAC - MOST COMMON | BARRINGTON MFG CORP | 4 | Oklahoma City:Unassigned
DUCT FITTINGS:10811 | 12X12X10 - WYE 28GA | HVAC ITEMS:HVAC - MOST COMMON | BARRINGTON MFG CORP | 6 | Tulsa:C01C
DUCT FITTINGS:10812 | 12X12X12 - WYE 28GA | HVAC ITEMS:HVAC - MOST COMMON | BARRINGTON MFG CORP | 16 | Oklahoma City:Unassigned, Tulsa:C01C
DUCT FITTINGS:10900 | 14X12X10 - WYE 26GA | HVAC ITEMS:HVAC - MOST COMMON | BARRINGTON MFG CORP | 6 | Oklahoma City:Unassigned, Tulsa:C01B
DUCT FITTINGS:10902 | 14X12X8 - WYE | Uncategorized | BARRINGTON MFG CORP | 0
DUCT FITTINGS:10910 | 14X10X10 - WYE 26GA | Uncategorized | BARRINGTON MFG CORP | 0
DUCT FITTINGS:10913 | 14X14X12 - WYE 26GA | HVAC ITEMS:HVAC - MOST COMMON | BARRINGTON MFG CORP | 9 | Oklahoma City:Unassigned, Tulsa:C02C
DUCT FITTINGS:10914 | 14X14X14 - WYE | Uncategorized | M&M MANUFACTURING | 3 | Oklahoma City:Unassigned
DUCT FITTINGS:10915 | 14X14X10 - WYE | Uncategorized | BARRINGTON MFG CORP | 0
DUCT FITTINGS:10916 | 14X14X8 - WYE | Uncategorized | BARRINGTON MFG CORP | 0
DUCT FITTINGS:10950 | 14X12X12 - WYE 28GA | HVAC ITEMS:HVAC - MOST COMMON | BARRINGTON MFG CORP | 4 | Oklahoma City:Unassigned, Tulsa:C01B
DUCT FITTINGS:10951 | 16X14X12 - WYE 26 GA | HVAC ITEMS:HVAC - MOST COMMON | BARRINGTON MFG CORP | 3 | Oklahoma City:Unassigned, Tulsa:C01B
DUCT FITTINGS:10954 | 18X16X14 - WYE 28 GA | Uncategorized | BARRINGTON MFG CORP | 0
DUCT FITTINGS:10955 | 20X18X18 - WYE | Uncategorized | M&M MANUFACTURING | 0
DUCT FITTINGS:10957 | 20X18X16 WYE | Uncategorized | M&M MANUFACTURING | 0
DUCT FITTINGS:11000 | 4X3 - REDUCER | Uncategorized | BARRINGTON MFG CORP | 43 | Oklahoma City:Unassigned, Tulsa:B00D
DUCT FITTINGS:11100 | 5X4 - REDUCER | Uncategorized | BARRINGTON MFG CORP | 19 | Tulsa:B00D
DUCT FITTINGS:11200 | 6X4 - REDUCER | HVAC ITEMS:HVAC - MOST COMMON | BARRINGTON MFG CORP | 30 | Oklahoma City:Unassigned, Tulsa:B00D
DUCT FITTINGS:11300 | 6X5 - REDUCER | Uncategorized | BARRINGTON MFG CORP | 18 | Oklahoma City:Unassigned
DUCT FITTINGS:11500 | 7X6 - REDUCER | Uncategorized | BARRINGTON MFG CORP | 14 | Oklahoma City:Unassigned, Tulsa:B00D
DUCT FITTINGS:11584 | 8X4 - REDUCER | Uncategorized | BARRINGTON MFG CORP | 0
DUCT FITTINGS:11600 | 8X5 - REDUCER | Uncategorized | BARRINGTON MFG CORP | 9 | Oklahoma City:Unassigned
DUCT FITTINGS:11700 | 8X6 - REDUCER | HVAC ITEMS:HVAC - MOST COMMON | BARRINGTON MFG CORP | 82 | Oklahoma City:Unassigned, Tulsa:B00D
DUCT FITTINGS:11800 | 8X7 - REDUCER | Uncategorized | BARRINGTON MFG CORP | 11 | Oklahoma City:Unassigned, Tulsa:B00D
DUCT FITTINGS:11900 | 9X6 - REDUCER | Uncategorized | BARRINGTON MFG CORP | 17 | Oklahoma City:Unassigned, Tulsa:B00D
DUCT FITTINGS:12000 | 9X7 - REDUCER | Uncategorized | BARRINGTON MFG CORP | 6 | Oklahoma City:Unassigned, Tulsa:B00D
DUCT FITTINGS:12100 | 9X8 - REDUCER | Uncategorized | BARRINGTON MFG CORP | 7 | Tulsa:B00D
DUCT FITTINGS:12101 | 10X6 - REDUCER | Uncategorized | BARRINGTON MFG CORP | 51 | Oklahoma City:Unassigned, Tulsa:B00D
DUCT FITTINGS:12200 | 10X7 - REDUCER | Uncategorized | BARRINGTON MFG CORP | 7 | Tulsa:B00C
DUCT FITTINGS:12300 | 10X8 - REDUCER | HVAC ITEMS:HVAC - MOST COMMON | BARRINGTON MFG CORP | 63 | Oklahoma City:Unassigned, Tulsa:B00C
DUCT FITTINGS:12400 | 10X9 - REDUCER | Uncategorized | BARRINGTON MFG CORP | 6 | Oklahoma City:Unassigned, Tulsa:B00C
DUCT FITTINGS:12450 | 12X8 - REDUCER | HVAC ITEMS:HVAC - MOST COMMON | BARRINGTON MFG CORP | 24 | Oklahoma City:Unassigned, Tulsa:B00C
DUCT FITTINGS:12500 | 12X9 - REDUCER | Uncategorized | BARRINGTON MFG CORP | 7 | Tulsa:B00C
DUCT FITTINGS:12600 | 12X10 - REDUCER | HVAC ITEMS:HVAC - MOST COMMON | BARRINGTON MFG CORP | 50 | Oklahoma City:Unassigned, Tulsa:B00C
DUCT FITTINGS:12700 | 14X10 - REDUCER | HVAC ITEMS:HVAC - MOST COMMON | BARRINGTON MFG CORP | 32 | Oklahoma City:Unassigned, Tulsa:B00C
DUCT FITTINGS:12800 | 14X12 - REDUCER | HVAC ITEMS:HVAC - MOST COMMON | BARRINGTON MFG CORP | 32 | Oklahoma City:Unassigned, Tulsa:B00B
DUCT FITTINGS:12801 | 16X12 - REDUCER | HVAC ITEMS:HVAC - MOST COMMON | BARRINGTON MFG CORP | 28 | Oklahoma City:Unassigned, Tulsa:B00B
DUCT FITTINGS:12811 | 16X10 - REDUCER | Uncategorized | BARRINGTON MFG CORP | 12 | Oklahoma City:Unassigned, Tulsa:B00B
DUCT FITTINGS:12900 | 16X14 - REDUCER | HVAC ITEMS:HVAC - MOST COMMON | BARRINGTON MFG CORP | 26 | Oklahoma City:Unassigned, Tulsa:B00B
DUCT FITTINGS:13000 | 18X14 - REDUCER | HVAC ITEMS:HVAC - MOST COMMON | BARRINGTON MFG CORP | 4 | Tulsa:B00B
DUCT FITTINGS:13100 | 18X16 - REDUCER | HVAC ITEMS:HVAC - MOST COMMON | BARRINGTON MFG CORP | 19 | Oklahoma City:Unassigned, Tulsa:B00E
DUCT FITTINGS:13200 | 20X18 - REDUCER | HVAC ITEMS:HVAC - MOST COMMON | BARRINGTON MFG CORP | 22 | Oklahoma City:Unassigned, Tulsa:B00E
DUCT FITTINGS:16566 | 6X6X4 - #45F R6 INS CEILING BOOT | Uncategorized | BARRINGTON MFG CORP | 4 | Tulsa:A01A
DUCT FITTINGS:16666 | 8X8X6 - #45F R6 CEILING BOOT | Uncategorized | BARRINGTON MFG CORP | 8 | Tulsa:A01A
DUCT FITTINGS:16667 | 6X6X6 #45F R6 CEILING BOOT | Uncategorized | BARRINGTON MFG CORP | 6 | Tulsa:A01A
DUCT FITTINGS:16856 | 12X12X10 #45F R6 CEILING BOOT | Uncategorized | BARRINGTON MFG CORP | 2 | Tulsa:A01A
DUCT FITTINGS:16866 | 10X10X8 - #45F R6 CEILING BOOT | Uncategorized | BARRINGTON MFG CORP | 3 | Tulsa:A01A
DUCT FITTINGS:16877 | 25" - BOOT RAILS | Uncategorized | BARRINGTON MFG CORP | 214 | Tulsa:A01B
DUCT FITTINGS:16878 | 10X10X7 #45F R6 CEILING BOOT | Uncategorized | BARRINGTON MFG CORP | 1 | Tulsa:A01A
DUCT FITTINGS:16879 | 6X6X5 #45F R6 CEILING BOOT | Uncategorized | BARRINGTON MFG CORP | 5 | Tulsa:A01A
DUCT FITTINGS:16880 | 10X10X6 #45F R6 CEILING BOOT | Uncategorized | BARRINGTON MFG CORP | 5 | Tulsa:A01A
DUCT FITTINGS:17300 | 6" - #500H METAL START COLLAR, TABS/NO FLANGE | Uncategorized | M&M MANUFACTURING | 23 | Oklahoma City:Unassigned, Tulsa:B02G
DUCT FITTINGS:17301 | 6" - #500DBH DUCTBOARD START COLLAR, TABS W/FLANGE | Uncategorized | M&M MANUFACTURING | 4 | Tulsa:B02F
DUCT FITTINGS:17500 | 8" - #500H METAL START COLLAR, TABS/NO FLANGE | Uncategorized | BARRINGTON MFG CORP | 27 | Tulsa:B02G
DUCT FITTINGS:17501 | 8" - #500DBH DUCTBOARD START COLLAR, TABS W/FLANGE | Uncategorized | M&M MANUFACTURING | 7 | Tulsa:B02F
DUCT FITTINGS:17700 | 10" - #500H METAL START COLLAR, TABS/NO FLANGE | Uncategorized | BARRINGTON MFG CORP | 50 | Oklahoma City:Unassigned, Tulsa:B01E
DUCT FITTINGS:17701 | 10" - #500DBH DUCTBOARD START COLLAR, TABS W/FLANGE | Uncategorized | M&M MANUFACTURING | 3 | Tulsa:B02F
DUCT FITTINGS:17800 | 12" - #500H METAL START COLLAR, TABS/NO FLANGE | Uncategorized | M&M MANUFACTURING | 49 | Oklahoma City:Unassigned, Tulsa:B02G
DUCT FITTINGS:17801 | 12" - #500DBH DUCTBOARD START COLLAR, TABS W/FLANGE | Uncategorized | M&M MANUFACTURING | 0
DUCT FITTINGS:17900 | 14" - #500H METAL START COLLAR, TABS/NO FLANGE | Uncategorized | M&M MANUFACTURING | 53 | Oklahoma City:Unassigned, Tulsa:B02G
DUCT FITTINGS:17901 | 14" - #500DBH DUCTBOARD START COLLAR, TABS W/FLANGE | Uncategorized | M&M MANUFACTURING | 2 | Tulsa:B02F
DUCT FITTINGS:17902 | 16" - #500DBH DUCTBOARD START COLLAR, TABS W/FLANGE | Uncategorized | M&M MANUFACTURING | 0
DUCT FITTINGS:17916 | 16" - #500H METAL START COLLAR, TABS/NO FLANGE | Uncategorized | M&M MANUFACTURING | 17 | Tulsa:B02G
DUCT FITTINGS:17918 | 18" - #500H METAL START COLLAR, TABS/NO FLANGE | Uncategorized | M&M MANUFACTURING | 8 | Tulsa:B02G
DUCT FITTINGS:23201 | 1" X 200' - 24GA HANGER STRAP | Uncategorized | DURO DYNE CORP | 54 | Oklahoma City:Unassigned, Tulsa:D01D
DUCT FITTINGS:23202 | 1.5" X 100' - 26GA HANGER STRAP | Uncategorized | M&M MANUFACTURING | 0
DUCT FITTINGS:2508-501-C | REV C_2508-501_TARGA SPIRAL BOM..+REV B SW - SINGLE WALL..+REV B - DOUBLE WALL | Uncategorized | GUSTAFSON | 0
DUCT FITTINGS:29104 | 4" - DAMPER W/HANDLE | Uncategorized | DURO DYNE CORP | 104 | Oklahoma City:Unassigned, Tulsa:A02E
DUCT FITTINGS:29105 | 5" - DAMPER W/HANDLE | Uncategorized | M&M MANUFACTURING | 2 | Tulsa:A02F
DUCT FITTINGS:29106 | 6" - DAMPER W/HANDLE | Uncategorized | DURO DYNE CORP | 174 | Oklahoma City:Unassigned, Tulsa:A02F
DUCT FITTINGS:29107 | 7" - DAMPER W/HANDLE | Uncategorized | DURO DYNE CORP | 1 | Tulsa:A02F
DUCT FITTINGS:29108 | 8" - DAMPER W/HANDLE | Uncategorized | DURO DYNE CORP | 160 | Oklahoma City:Unassigned, Tulsa:A02F
DUCT FITTINGS:29110 | 10"- DAMPER W/HANDLE | Uncategorized | DURO DYNE CORP | 206 | Oklahoma City:Unassigned, Tulsa:A02F
DUCT FITTINGS:29112 | 12" - DAMPER W/ HANDLE | Uncategorized | DURO DYNE CORP | 206 | Oklahoma City:Unassigned, Tulsa:A02F
DUCT FITTINGS:29114 | 14"- DAMPER W/HANDLE | Uncategorized | DURO DYNE CORP | 99 | Oklahoma City:Unassigned, Tulsa:A02F
DUCT FITTINGS:29120 | 20" DAMPER W/HANDLE | Uncategorized | BARRINGTON MFG CORP | 8 | Oklahoma City:Unassigned, Tulsa:A02E
DUCT FITTINGS:29126 | 16" - DAMPER W/HANDLE | Uncategorized | BARRINGTON MFG CORP | 32 | Oklahoma City:Unassigned, Tulsa:A02F
DUCT FITTINGS:29128 | 18" - DAMPER W/HANDLE | Uncategorized | BARRINGTON MFG CORP | 17 | Oklahoma City:Unassigned
DUCT FITTINGS:29308 | 8" - METAL SPIN-IN W/DAMPER 28GA | Uncategorized | BARRINGTON MFG CORP | 9 | Tulsa:B02B
DUCT FITTINGS:29312 | 12" - METAL SPIN-IN W/DAMPER 26GA | Uncategorized | BARRINGTON MFG CORP | 8 | Tulsa:B02B
DUCT FITTINGS:30050 | 5" - METAL SPIN-IN WITH DAMPER | Uncategorized | BARRINGTON MFG CORP | 5 | Tulsa:B02B
DUCT FITTINGS:30060 | 6" - METAL SPIN-IN 28GA | Uncategorized | BARRINGTON MFG CORP | 20 | Tulsa:B02E
DUCT FITTINGS:30080 | 8" - METAL SPIN-IN 28GA | Uncategorized | BARRINGTON MFG CORP | 13 | Tulsa:B02E
DUCT FITTINGS:30110 | 10" - METAL SPIN-IN 26GA | Uncategorized | BARRINGTON MFG CORP | 17 | Tulsa:B02E
DUCT FITTINGS:30112 | 12" - METAL SPIN-IN 26GA | Uncategorized | BARRINGTON MFG CORP | 9 | Tulsa:B02E
DUCT FITTINGS:30114 | 14" - METAL SPIN-IN 26GA | Uncategorized | BARRINGTON MFG CORP | 9 | Tulsa:B02E
DUCT FITTINGS:30126 | 16" - METAL SPIN-IN 26GA | Uncategorized | BARRINGTON MFG CORP | 6 | Tulsa:B02E
DUCT FITTINGS:30504 | 4" - ATD AIRTITE COLLAR W/DAMPER 28GA | HVAC ITEMS:HVAC - MOST COMMON | BARRINGTON MFG CORP | 12 | Tulsa:C06E
DUCT FITTINGS:30505 | 5 " - ATD AIRTITE COLLAR W/DAMPER 28GA | Uncategorized | BARRINGTON MFG CORP | 7 | Tulsa:C06E
DUCT FITTINGS:30506 | 6" - ATD AIRTITE COLLAR W/DAMPER 28GA | HVAC ITEMS:HVAC - MOST COMMON | BARRINGTON MFG CORP | 22 | Oklahoma City:Unassigned, Tulsa:C06E
DUCT FITTINGS:30507 | 7" - ATD AIRTITE COLLAR W/DAMPER 28GA | Uncategorized | BARRINGTON MFG CORP | 21 | Tulsa:C06E
DUCT FITTINGS:30508 | 8" - ATD AIRTITE COLLAR W/DAMPER 28GA | HVAC ITEMS:HVAC - MOST COMMON | BARRINGTON MFG CORP | 2 | Tulsa:C06E
DUCT FITTINGS:30510 | 10" - ATD AIRTITE COLLAR W/DAMPER 26GA | HVAC ITEMS:HVAC - MOST COMMON | BARRINGTON MFG CORP | 11 | Tulsa:C06E
DUCT FITTINGS:30512 | 12" - ATD AIRTITE COLLAR W/DAMPER 26GA | HVAC ITEMS:HVAC - MOST COMMON | BARRINGTON MFG CORP | 36 | Tulsa:C06D
DUCT FITTINGS:30514 | 14" - ATD AIRTITE COLLAR W/DAMPER 26GA | HVAC ITEMS:HVAC - MOST COMMON | BARRINGTON MFG CORP | 28 | Tulsa:C06D
DUCT FITTINGS:30518 | 18" - ATD AIRTITE COLLAR W/DAMPER 26GA | Uncategorized | BARRINGTON MFG CORP | 0
DUCT FITTINGS:30520 | 20" - ATD AIRTITE COLLAR W/DAMPER 28GA | Uncategorized | BARRINGTON MFG CORP | 0
DUCT FITTINGS:30534 | 4" - PRESS ON TAP W/ DAMPER, 3/8" SQ. ROD 2" STAND OFF 24 GA. | Uncategorized | METAL ZINC, LLC | 82 | Oklahoma City:Unassigned
DUCT FITTINGS:30536 | 6" - PRESS ON TAP W/DAMPER 3/8" SQ ROD, 2" STANDOFF 24 GA | Uncategorized | METAL ZINC, LLC | 160 | Oklahoma City:Unassigned, Tulsa:A03C
DUCT FITTINGS:30538 | 8" - PRESS ON TAP W/DAMPER 3/8" SQ ROD, 2" STANDOFF 24 GA | Uncategorized | METAL ZINC, LLC | 112 | Oklahoma City:Unassigned, Tulsa:A03C
DUCT FITTINGS:30539 | 9" - PRESS ON TAP W/DAMPER 3/8" SQ ROD, 2" STANDOFF 24 GA | Uncategorized | BARRINGTON MFG CORP | 0
DUCT FITTINGS:30541 | 10" - PRESS ON TAP W/DAMPER 3/8" SQ ROD, 2" STANDOFF 24 GA | Uncategorized | METAL ZINC, LLC | 52 | Oklahoma City:Unassigned, Tulsa:A03C
DUCT FITTINGS:30542 | 12" - PRESS ON TAP W/DAMPER 3/8" SQ ROD, 2" STANDOFF 24 GA | Uncategorized | METAL ZINC, LLC | 100 | Oklahoma City:Unassigned, Tulsa:A03B
DUCT FITTINGS:30544 | 14" - PRESS ON TAP W/DAMPER 3/8" SQ ROD, 2" STANDOFF 24 GA | Uncategorized | METAL ZINC, LLC | 16 | Oklahoma City:Unassigned, Tulsa:A03B
DUCT FITTINGS:30546 | 16" - PRESS ON TAP W/DAMPER 3/8" SQ ROD, 2" STANDOFF 24 GA | Uncategorized | METAL ZINC, LLC | 29 | Oklahoma City:Unassigned, Tulsa:A03B
DUCT FITTINGS:30604 | 4" - AIRTITE COLLAR | Uncategorized | BARRINGTON MFG CORP | 37 | Oklahoma City:Unassigned, Tulsa:C06F
DUCT FITTINGS:30605 | 5" - AIRTITE COLLAR | Uncategorized | BARRINGTON MFG CORP | 16 | Tulsa:C06F
DUCT FITTINGS:30606 | 6" - AIRTITE COLLAR | HVAC ITEMS:HVAC - MOST COMMON | BARRINGTON MFG CORP | 245 | Oklahoma City:Unassigned, Tulsa:C06F
DUCT FITTINGS:30607 | 7" - AIRTITE COLLAR | Uncategorized | BARRINGTON MFG CORP | 20 | Tulsa:C06F
DUCT FITTINGS:30608 | 8" - AIRTITE COLLAR | HVAC ITEMS:HVAC - MOST COMMON | BARRINGTON MFG CORP | 122 | Oklahoma City:Unassigned, Tulsa:C06F
DUCT FITTINGS:30609 | 9" - AIRTITE COLLAR | Uncategorized | BARRINGTON MFG CORP | 10 | Tulsa:C06F
DUCT FITTINGS:30610 | 10" - AIRTITE COLLAR | HVAC ITEMS:HVAC - MOST COMMON | BARRINGTON MFG CORP | 111 | Oklahoma City:Unassigned, Tulsa:C06F
DUCT FITTINGS:30612 | 12"- AIRTITE COLLAR | HVAC ITEMS:HVAC - MOST COMMON | BARRINGTON MFG CORP | 80 | Oklahoma City:Unassigned, Tulsa:C05F
DUCT FITTINGS:30614 | 14"- AIRTITE COLLAR | HVAC ITEMS:HVAC - MOST COMMON | BARRINGTON MFG CORP | 49 | Oklahoma City:Unassigned, Tulsa:C05F
DUCT FITTINGS:30616 | 16"- AIRTITE COLLAR | HVAC ITEMS:HVAC - MOST COMMON | BARRINGTON MFG CORP | 13 | Oklahoma City:Unassigned, Tulsa:C05F
DUCT FITTINGS:30618 | 18"- AIRTITE COLLAR | HVAC ITEMS:HVAC - MOST COMMON | BARRINGTON MFG CORP | 12 | Oklahoma City:Unassigned, Tulsa:C05F
DUCT FITTINGS:30620 | 20"- AIRTITE COLLAR | HVAC ITEMS:HVAC - MOST COMMON | BARRINGTON MFG CORP | 25 | Oklahoma City:Unassigned, Tulsa:C05F
DUCT FITTINGS:30622 | 22"- AIRTITE COLLAR 24 GA | HVAC ITEMS:HVAC - MOST COMMON | BARRINGTON MFG CORP | 21 | Oklahoma City:Unassigned, Tulsa:C06C
DUCT FITTINGS:30624 | 24" - AIRTITE COLLAR 24 GA | Uncategorized | BARRINGTON MFG CORP | 13 | Oklahoma City:Unassigned, Tulsa:C06C
DUCT FITTINGS:31104 | 4" - IN-LINE DAMPER W/CR & 2" RQ 26 GA | Uncategorized | METAL ZINC, LLC | 31 | Tulsa:B01D
DUCT FITTINGS:31106 | 6" - IN-LINE DAMPER W/CR & 2" RQ 26 GA | Uncategorized | METAL ZINC, LLC | 157 | Oklahoma City:Unassigned, Tulsa:B01D
DUCT FITTINGS:31108 | 8" IN-LINE DAMPER W/ CR & 2" RQ 26 GA | Uncategorized | METAL ZINC, LLC | 140 | Oklahoma City:Unassigned, Tulsa:B01D
DUCT FITTINGS:31110 | 10" - IN-LINE DAMPER W/CR & 2" RQ 26 GA | Uncategorized | METAL ZINC, LLC | 33 | Oklahoma City:Unassigned, Tulsa:B01D
DUCT FITTINGS:31112 | 12" IN-LINE DAMPER W/CR & 2" RQ 26 GA | Uncategorized | METAL ZINC, LLC | 67 | Oklahoma City:Unassigned, Tulsa:B01C
DUCT FITTINGS:31114 | 14" - IN-LINE DAMPER W/CR & 2" RQ 26 GA | Uncategorized | METAL ZINC, LLC | 25 | Oklahoma City:Unassigned, Tulsa:B01C
DUCT FITTINGS:31116 | 16" - IN-LINE DAMPER W/CR & 2" RQ 26 GA | Uncategorized | METAL ZINC, LLC | 20 | Tulsa:B01C
DUCT FITTINGS:32104 | 4" - PRESS ON CONICAL TAP W/DAMPER,3/8" SQ. RD 2" STANDOFF 26 GA | Uncategorized | METAL ZINC, LLC | 31 | Oklahoma City:Unassigned
DUCT FITTINGS:32106 | 6" - PRESS ON CONICAL TAP W/DAMPER 3/8" SQ ROD 2" STANDOFF 26 GA | Uncategorized | METAL ZINC, LLC | 233 | Oklahoma City:Unassigned, Tulsa:A02D
DUCT FITTINGS:32108 | 8" - PRESS ON CONICAL TAP W/DAMPER 3/8" SQ ROD 2" STANDOFF 24 GA | Uncategorized | METAL ZINC, LLC | 124 | Oklahoma City:Unassigned, Tulsa:A02D
DUCT FITTINGS:32110 | 10" - PRESS ON CONICAL TAP W/DAMPER 3/8" SQ ROD 2" STANDOFF 26 GA | Uncategorized | METAL ZINC, LLC | 63 | Oklahoma City:Unassigned, Tulsa:A02D
DUCT FITTINGS:32112 | 12" - PRESS ON CONICAL TAP W/DAMPER 3/8" SQ ROD 2" STANDOFF 26 GA | Uncategorized | METAL ZINC, LLC | 18 | Oklahoma City:Unassigned, Tulsa:A02C
DUCT FITTINGS:32114 | 14" - PRESS ON CONICAL TAP W/DAMPER 3/8" SQ ROD 2" STANDOFF 26 GA | Uncategorized | METAL ZINC, LLC | 60 | Oklahoma City:Unassigned, Tulsa:A02C
DUCT FITTINGS:32116 | 16" - PRESS ON CONICAL TAP W/DAMPER, 3/8" SQ RD 2" STANDOFF 26GA | Uncategorized | METAL ZINC, LLC | 72 | Oklahoma City:Unassigned, Tulsa:A02B
DUCT FITTINGS:32118 | 18" - PRESS ON CONICAL TAP W/DAMPER, 3/8" SQ RD 2" STANDOFF 26GA | Uncategorized | BARRINGTON MFG CORP | 0
DUCT FITTINGS:34206 | 6" - PRESS ON CONICAL TAP 26 GA (SHORT NECK) | Uncategorized | METAL ZINC, LLC | 89 | Oklahoma City:Unassigned, Tulsa:A03E
DUCT FITTINGS:34208 | 8" - PRESS ON CONICAL TAP 26 GA (SHORT NECK) | Uncategorized | METAL ZINC, LLC | 115 | Oklahoma City:Unassigned, Tulsa:A03E
DUCT FITTINGS:34210 | 10" - PRESS ON CONICAL TAP 26 GA (SHORT NECK) | Uncategorized | METAL ZINC, LLC | 79 | Oklahoma City:Unassigned, Tulsa:A03E
DUCT FITTINGS:34212 | 12" - PRESS ON CONICAL TAP 26 GA (SHORT NECK) | Uncategorized | METAL ZINC, LLC | 30 | Oklahoma City:Unassigned, Tulsa:A03E
DUCT FITTINGS:34214 | 14" - PRESS ON CONICAL TAP 26 GA (SHORT NECK) | Uncategorized | METAL ZINC, LLC | 25 | Oklahoma City:Unassigned, Tulsa:A03D
DUCT FITTINGS:34216 | 16" - PRESS ON CONICAL TAP 26 GA (SHORT NECK | Uncategorized | METAL ZINC, LLC | 14 | Oklahoma City:Unassigned, Tulsa:A03D
DUCT FITTINGS:34218 | 18" - PRESS ON CONICAL TAP 24 GA (SHORT NECK) | Uncategorized | METAL ZINC, LLC | 4 | Oklahoma City:Unassigned
DUCT FITTINGS:35204 | 4" - SATTO SADDLE TAP | Uncategorized | M&M MANUFACTURING | 2 | Tulsa:C05E
DUCT FITTINGS:35216 | 16" - SATTO SADDLE TAP | Uncategorized | M&M MANUFACTURING | 3 | Tulsa:C05D
DUCT FITTINGS:35308 | 8" - SADDLE TAP W/DAMPER 3/8" SQ ROD 2" STANDOFF 26 GA | Uncategorized | METAL ZINC, LLC | 3 | Tulsa:C05D
DUCT FITTINGS:35310 | 10" - SADDLE TAP W/DAMPER 3/8" SQ ROD 2" STANDOFF 26 GA | Uncategorized | METAL ZINC, LLC | 1 | Tulsa:C05D
DUCT FITTINGS:35312 | 12"- SADDLE TAP W/DAMPER 3/8" SQ ROD 2" STANDOFF 26 GA | Uncategorized | METAL ZINC, LLC | 0
DUCT FITTINGS:35404 | 4" - SADDLE TAP NO DAMPER | Uncategorized | BARRINGTON MFG CORP | 45 | Oklahoma City:Unassigned
DUCT FITTINGS:35406 | 6" - SADDLE TAP NO DAMPER | Uncategorized | BARRINGTON MFG CORP | 35 | Oklahoma City:Unassigned, Tulsa:C05D
DUCT FITTINGS:3540624 | 6" - SADDLE TAP (NO DAMPER) 24 GA | Uncategorized | BARRINGTON MFG CORP | 0
DUCT FITTINGS:35408 | 8" - SADDLE TAP NO DAMPER | Uncategorized | BARRINGTON MFG CORP | 28 | Oklahoma City:Unassigned, Tulsa:C05E
DUCT FITTINGS:35408L | 8" - SADDLE TAP NO DAMPER - ON LARGE DIAMETER | Uncategorized | BARRINGTON MFG CORP | 0
DUCT FITTINGS:35410 | 10" - SADDLE TAP NO DAMPER | Uncategorized | BARRINGTON MFG CORP | 22 | Oklahoma City:Unassigned, Tulsa:C05E
DUCT FITTINGS:35412 | 12" - SADDLE TAP NO DAMPER | Uncategorized | BARRINGTON MFG CORP | 43 | Oklahoma City:Unassigned, Tulsa:C05E
DUCT FITTINGS:35414 | 14" - SADDLE TAP NO DAMPER | Uncategorized | BARRINGTON MFG CORP | 14 | Tulsa:C05E
DUCT FITTINGS:36004 | 4" - #10P END CAP | Uncategorized | BARRINGTON MFG CORP | 12 | Tulsa:A01C
DUCT FITTINGS:36006 | 6" - #10P END CAP | Uncategorized | BARRINGTON MFG CORP | 12 | Tulsa:A01C
DUCT FITTINGS:36008 | 8" - #10P END CAP | Uncategorized | BARRINGTON MFG CORP | 13 | Tulsa:A01C
DUCT FITTINGS:36009 | 9" - 300EC END CAP | Uncategorized | M&M MANUFACTURING | 1 | Tulsa:A01C
DUCT FITTINGS:36010 | 10" #10P END CAP | Uncategorized | BARRINGTON MFG CORP | 42 | Tulsa:A01C
DUCT FITTINGS:36012 | 12" #10P END CAP | Uncategorized | BARRINGTON MFG CORP | 8 | Tulsa:A01C
DUCT FITTINGS:36014 | 14" - #10P END CAP | Uncategorized | BARRINGTON MFG CORP | 19 | Tulsa:A01C
DUCT FITTINGS:36016 | 16" #10P END CAP | Uncategorized | BARRINGTON MFG CORP | 6 | Tulsa:A01C
DUCT FITTINGS:37104 | 4" - HETO AT 26 GA (SHORT NECK) | Uncategorized | METAL ZINC, LLC | 51 | Oklahoma City:Unassigned, Tulsa:D02C
DUCT FITTINGS:37106 | 6" - HETO AT 26 GA (SHORT NECK) | Uncategorized | METAL ZINC, LLC | 289 | Oklahoma City:Unassigned, Tulsa:D02C
DUCT FITTINGS:37106-12.5 | 6" HETO W/DAMPER 12.5" TALL | Uncategorized | BARRINGTON MFG CORP | 0
DUCT FITTINGS:37108 | 8" HETO AT 26 GA (SHORT NECK) | Uncategorized | METAL ZINC, LLC | 103 | Oklahoma City:Unassigned, Tulsa:D02C
DUCT FITTINGS:37108-12.5 | 8" HETO W/DAMPER 12.5" TALL | Uncategorized | BARRINGTON MFG CORP | 0
DUCT FITTINGS:37109 | 9" - HETO AT (SHORT NECK) | Uncategorized | BARRINGTON MFG CORP | 0
DUCT FITTINGS:37110 | 10" - HETO AT 26 GA (SHORT NECK) | Uncategorized | METAL ZINC, LLC | 47 | Oklahoma City:Unassigned, Tulsa:D03C
DUCT FITTINGS:37110-12.5 | 10" HETO W/DAMPER 12.5" TALL | Uncategorized | BARRINGTON MFG CORP | 0
DUCT FITTINGS:37112 | 12" - HETO AT 26 GA (SHORT NECK) | Uncategorized | METAL ZINC, LLC | 37 | Oklahoma City:Unassigned, Tulsa:D03C
DUCT FITTINGS:37112-12.5 | 12" HETO W/DAMPER 12.5" TALL | Uncategorized | BARRINGTON MFG CORP | 0
DUCT FITTINGS:37114 | 14" - HETO AT 26GA (SHORT NECK) | Uncategorized | METAL ZINC, LLC | 27 | Oklahoma City:Unassigned, Tulsa:D03B
DUCT FITTINGS:37116 | 16" - HETO AT 26 GA (SHORT NECK) | Uncategorized | METAL ZINC, LLC | 13 | Oklahoma City:Unassigned, Tulsa:D03B
DUCT FITTINGS:37304 | 4"- HETO AT W/DAMPER 3/8" SQ ROD 2" STANDOFF 26 GA | Uncategorized | METAL ZINC, LLC | 23 | Oklahoma City:Unassigned, Tulsa:D02E
DUCT FITTINGS:37306 | 6" - HETO AT W/DAMPER 3/8" SQ ROD 2" STANDOFF 26 GA | Uncategorized | METAL ZINC, LLC | 199 | Oklahoma City:Unassigned, Tulsa:D02E
DUCT FITTINGS:37308 | 8" - HETO AT W/DAMPER 3/8" SQ ROD 2" STANDOFF 26 GA | Uncategorized | METAL ZINC, LLC | 206 | Oklahoma City:Unassigned, Tulsa:D02E
DUCT FITTINGS:37310 | 10" - HETO AT W/DAMPER 3/8" SQ ROD 2" STANDOFF 26 GA | Uncategorized | METAL ZINC, LLC | 210 | Oklahoma City:Unassigned, Tulsa:D02D
DUCT FITTINGS:37312 | 12" - HETO AT W/DAMPER 3/8" SQ ROD 2" STANDOFF 26 GA | Uncategorized | METAL ZINC, LLC | 45 | Oklahoma City:Unassigned, Tulsa:D02D
DUCT FITTINGS:37314 | 14" - HETO AT W/DAMPER 3/8" SQ ROD 2" STANDOFF 26 GA | Uncategorized | METAL ZINC, LLC | 31 | Oklahoma City:Unassigned, Tulsa:D03D
DUCT FITTINGS:37316 | 16" - HETO AT W/DAMPER 3/8" SQ ROD 2" STANDOFF 26 GA | Uncategorized | METAL ZINC, LLC | 33 | Oklahoma City:Unassigned, Tulsa:D03D
DUCT FITTINGS:3900 | 3" 90 DEG 30 GA ADJ ELBOW | Uncategorized | BARRINGTON MFG CORP | 27 | Tulsa:PIPE & ELBOW
DUCT FITTINGS:4000 | 4" 90 DEG 30 GA ADJ ELBOW | HVAC ITEMS:HVAC - MOST COMMON | BARRINGTON MFG CORP | 73 | Oklahoma City:Unassigned, Tulsa:PIPE & ELBOW
DUCT FITTINGS:4008 | 4" 90 DEG 28 GA ADJ ELBOW (SMACNA ) | HVAC ITEMS:HVAC - MOST COMMON | BARRINGTON MFG CORP | 210 | Oklahoma City:Unassigned, Tulsa:PIPE & ELBOW
DUCT FITTINGS:4100 | 5" 90 DEG 30 GA ADJ ELBOW | Uncategorized | BARRINGTON MFG CORP | 27 | Tulsa:PIPE & ELBOW
DUCT FITTINGS:4108 | 5" 90 DEG 28 GA ADJ ELBOW (SMACNA ) | Uncategorized | BARRINGTON MFG CORP | 3 | Oklahoma City:Unassigned
DUCT FITTINGS:4200 | 6" 90 DEG 30 GA ADJ ELBOW | HVAC ITEMS:HVAC - MOST COMMON | BARRINGTON MFG CORP | 93 | Tulsa:PIPE & ELBOW
DUCT FITTINGS:4206 | 6" 90 26GA ADJ. ELBOW (HVY) | Uncategorized | BARRINGTON MFG CORP | 0
DUCT FITTINGS:4208 | 6" 90 DEG 28 GA ADJ ELBOW (SMACNA ) | HVAC ITEMS:HVAC - MOST COMMON | BARRINGTON MFG CORP | 239 | Oklahoma City:Unassigned, Tulsa:PIPE & ELBOW
DUCT FITTINGS:4300 | 7" 90 DEG 30 GA ADJ ELBOW | Uncategorized | BARRINGTON MFG CORP | 13 | Tulsa:PIPE & ELBOW
DUCT FITTINGS:4400 | 8" 90 DEG 30 GA ADJ ELBOW | HVAC ITEMS:HVAC - MOST COMMON | BARRINGTON MFG CORP | 77 | Tulsa:PIPE & ELBOW
DUCT FITTINGS:4406 | 8" 90 26GA. ADJ. ELBOW (HVY) | Uncategorized | BARRINGTON MFG CORP | 0
DUCT FITTINGS:4408 | 8" 90 DEG 28 GA ADJ ELBOW (SMACNA ) | HVAC ITEMS:HVAC - MOST COMMON | BARRINGTON MFG CORP | 542 | Oklahoma City:Unassigned, Tulsa:PIPE & ELBOW
DUCT FITTINGS:4500 | 9" 90 DEG 30GA ADJ ELBOW | Uncategorized | BARRINGTON MFG CORP | 74 | Tulsa:PIPE & ELBOW
DUCT FITTINGS:4600 | 10" 90 DEG 30 GA ADJ ELBOW | HVAC ITEMS:HVAC - MOST COMMON | BARRINGTON MFG CORP | 60 | Tulsa:PIPE & ELBOW
DUCT FITTINGS:4606 | 10" 90 DEG 26 GA ADJ ELBOW (SMACNA) | HVAC ITEMS:HVAC - MOST COMMON | BARRINGTON MFG CORP | 307 | Oklahoma City:Unassigned, Tulsa:PIPE & ELBOW
DUCT FITTINGS:5400 | 12" 90 DEG 28 GA ADJ ELBOW | HVAC ITEMS:HVAC - MOST COMMON | BARRINGTON MFG CORP | 33 | Tulsa:PIPE & ELBOW
DUCT FITTINGS:5406 | 12" 90 DEG 26 GA ADJ ELBOW ( SMACNA ) | HVAC ITEMS:HVAC - MOST COMMON | BARRINGTON MFG CORP | 201 | Oklahoma City:Unassigned, Tulsa:PIPE & ELBOW
DUCT FITTINGS:5500 | 14" 90 DEG 28 GA ADJ ELBOW | HVAC ITEMS:HVAC - MOST COMMON | BARRINGTON MFG CORP | 34 | Tulsa:PIPE & ELBOW
DUCT FITTINGS:5506 | 14" 90 DEG 26 GA ADJ ELBOW (SMACNA ) | Uncategorized | BARRINGTON MFG CORP | 57 | Oklahoma City:Unassigned, Tulsa:PIPE & ELBOW
DUCT FITTINGS:5600 | 16" 90 DEG 26 GA ADJ ELBOW | HVAC ITEMS:HVAC - MOST COMMON | BARRINGTON MFG CORP | 9 | Tulsa:PIPE & ELBOW
DUCT FITTINGS:5604 | 16" 90 DEG 24 GA ADJ ELBOW (SMACNA ) | HVAC ITEMS:HVAC - MOST COMMON | BARRINGTON MFG CORP | 20 | Oklahoma City:Unassigned, Tulsa:PIPE & ELBOW
DUCT FITTINGS:5700 | 18" 90 DEG 26 GA ADJ ELBOW | HVAC ITEMS:HVAC - MOST COMMON | BARRINGTON MFG CORP | 9 | Tulsa:PIPE & ELBOW
DUCT FITTINGS:5704 | 18" 90 DEG 24 GA ADJ ELBOW (SMACNA ) | HVAC ITEMS:HVAC - MOST COMMON | BARRINGTON MFG CORP | 21 | Oklahoma City:Unassigned, Tulsa:PIPE & ELBOW
DUCT FITTINGS:5800 | 20" 90 DEG 24 GA ADJ ELBOW (SMACNA ) | HVAC ITEMS:HVAC - MOST COMMON | BARRINGTON MFG CORP | 18 | Oklahoma City:Unassigned, Tulsa:PIPE & ELBOW
DUCT FITTINGS:5900 | 22" 90 DEG 26GA ADJ ELBOW | Uncategorized | BARRINGTON MFG CORP | 0
DUCT FITTINGS:5901 | 24" 90 DEG 26GA ADJ ELBOW | Uncategorized | BARRINGTON MFG CORP | 0
DUCT FITTINGS:5904 | 22" 90 DEG 24 GA ADJ ELBOW (SMACNA ) | HVAC ITEMS:HVAC - MOST COMMON | M&M MANUFACTURING | 0
DUCT FITTINGS:6400 | 4X10X6 - 608F STRAIGHT BOOT | Uncategorized | BARRINGTON MFG CORP | 9 | Tulsa:A01B
DUCT FITTINGS:64384 | 8" on 14" - #804 45 SAD | Uncategorized | BARRINGTON MFG CORP | 0
DUCT FITTINGS:64386 | 8" on 16" - #804 45 SAD | Uncategorized | BARRINGTON MFG CORP | 0
DUCT FITTINGS:647262 | 6" GRAVITY LOUVERED EXHAUST DAMPER W/BIRD SCREEN, STAINLESS STEEL | Uncategorized | AMAZON | 0
DUCT FITTINGS:6500 | 4X12X6 - 608F STRAIGHT BOOT | Uncategorized | BARRINGTON MFG CORP | 5 | Tulsa:A01B
DUCT FITTINGS:6600 | 4X12X7 - 608F STRAIGHT BOOT | Uncategorized | BARRINGTON MFG CORP | 5 | Tulsa:A01B
DUCT FITTINGS:6900 | 6X10X6 - 608F STRAIGHT BOOT | Uncategorized | BARRINGTON MFG CORP | 1 | Tulsa:A01B
DUCT FITTINGS:705174 | 10X10X8 #651 STRT CEILING BOOT | Uncategorized | BARRINGTON MFG CORP | 0
DUCT FITTINGS:705190 | 12X12X8 #651 STRT CEILING BOOT | Uncategorized | BARRINGTON MFG CORP | 0
DUCT FITTINGS:709682 | 10" - #4DSL - DUCT BOARD SPIN-IN - NO DAMPER | Uncategorized | BARRINGTON MFG CORP | 5 | Tulsa:B02C
DUCT FITTINGS:709702 | 6" - #4DSL - DUCT BORD SPIN-IN (STRAIGHT 6" BODY W/DAMPER) | Uncategorized | BARRINGTON MFG CORP | 11 | Tulsa:B02D
DUCT FITTINGS:709706 | 8" - #4DSL-455D DUCT BOARD SPIN-IN W/ DAMPER 28GA | Uncategorized | BARRINGTON MFG CORP | 9 | Tulsa:B02D
DUCT FITTINGS:709710 | 10" - #4DSL - DUCT BOARD SPIN-IN (STRAIGHT 6" BODY W/DAMPER) | Uncategorized | BARRINGTON MFG CORP | 5 | Tulsa:B02D
DUCT FITTINGS:709712 | 12" - #4DSL W/DAMPER DUCTBOARD SPIN-IN W/DMPR | Uncategorized | BARRINGTON MFG CORP | 10 | Tulsa:B02D
DUCT FITTINGS:7100 | 6X14X8 - 608F STRAIGHT BOOT | Uncategorized | BARRINGTON MFG CORP | 1 | Tulsa:A01B
DUCT FITTINGS:71100 | 3050 VERSA CAP | Uncategorized | M&M MANUFACTURING | 15 | Tulsa:A01E
DUCT FITTINGS:71200 | 5070 VERSA CAP | Uncategorized | M&M MANUFACTURING | 10 | Tulsa:A01E
DUCT FITTINGS:71300 | 7090 VERSA CAP | Uncategorized | M&M MANUFACTURING | 14 | Tulsa:A01E
DUCT FITTINGS:71400 | 9011 VERSA CAP | Uncategorized | M&M MANUFACTURING | 0
DUCT FITTINGS:71404 | 4" BANDED CAP | Uncategorized | M&M MANUFACTURING | 12 | Oklahoma City:Unassigned, Tulsa:A01D
DUCT FITTINGS:71406 | 6" BANDED CAP | Uncategorized | M&M MANUFACTURING | 15 | Oklahoma City:Unassigned, Tulsa:A01F
DUCT FITTINGS:71408 | 8" BANDED CAP | Uncategorized | M&M MANUFACTURING | 11 | Oklahoma City:Unassigned, Tulsa:A01F
DUCT FITTINGS:71409 | 4 - ALUMINUM DRYER VENT DV-DV4 | Uncategorized | M&M MANUFACTURING | 7 | Oklahoma City:Unassigned
DUCT FITTINGS:71410 | 10" BANDED CAP | Uncategorized | M&M MANUFACTURING | 6 | Oklahoma City:Unassigned, Tulsa:A01F
DUCT FITTINGS:71412 | 12" BANDED CAP | Uncategorized | M&M MANUFACTURING | 7 | Oklahoma City:Unassigned, Tulsa:A01F
DUCT FITTINGS:71504 | 4" ADJ STORM COLLAR | Uncategorized | M&M MANUFACTURING | 12 | Oklahoma City:Unassigned, Tulsa:A01D
DUCT FITTINGS:71506 | 6" - ADJ STORM COLLAR | Uncategorized | M&M MANUFACTURING | 11 | Oklahoma City:Unassigned, Tulsa:A01D
DUCT FITTINGS:71508 | 8" - ADJ STORM COLLAR | Uncategorized | M&M MANUFACTURING | 1 | Tulsa:A01D
DUCT FITTINGS:71510 | 10" ADJ STORM COLLAR | Uncategorized | M&M MANUFACTURING | 5 | Oklahoma City:Unassigned, Tulsa:A01D
DUCT FITTINGS:71603 | #3 - RD ROOF JACK (2-1/4"-5") | Uncategorized | INTERCORP | 127 | Tulsa:O10C
DUCT FITTINGS:71603S | #3 - RD ROOF JACK GRAY SILICONE (2-1/4"-5") | Uncategorized | INTERCORP | 3 | Tulsa:O10C
DUCT FITTINGS:71604 | #4 - RD ROOF JACK (3"-6") | Uncategorized | INTERCORP | 24 | Oklahoma City:Unassigned, Tulsa:O10B
DUCT FITTINGS:71604S | #4 - RD ROOF JACK GRAY SILICONE (3"-6") | Uncategorized | INTERCORP | 22 | Oklahoma City:Unassigned, Tulsa:O10C
DUCT FITTINGS:71606 | #6 - RD ROOF JACK (5"-9") | Uncategorized | INTERCORP | 24 | Oklahoma City:Unassigned, Tulsa:O10B
DUCT FITTINGS:71606S | #6 - RD ROOF JACK GRAY SILCONE (5" -9") | Uncategorized | INTERCORP | 11 | Oklahoma City:Unassigned, Tulsa:O10D
DUCT FITTINGS:71608 | #8 - RD ROOF JACK (7"-13") | Uncategorized | INTERCORP | 12 | Oklahoma City:Unassigned, Tulsa:O10B
DUCT FITTINGS:71608S | #8 - RD ROOF JACK GRAY SILICONE (7"-13") | Uncategorized | INTERCORP | 5 | Oklahoma City:Unassigned, Tulsa:O10D
DUCT FITTINGS:71609 | #9 - RD ROOF JACK (9" -19") | Uncategorized | INTERCORP | 4 | Tulsa:O10C
DUCT FITTINGS:71609S | #9 - RD ROOF JACK GRAY SILICONE (9" -19") | Uncategorized | INTERCORP | 6 | Tulsa:O10C
DUCT FITTINGS:8800 | 6X4X4 - WYE | HVAC ITEMS:HVAC - MOST COMMON | BARRINGTON MFG CORP | 16 | Oklahoma City:Unassigned, Tulsa:C02C
DUCT FITTINGS:8900 | 6X6X6 WYE | HVAC ITEMS:HVAC - MOST COMMON | BARRINGTON MFG CORP | 9 | Oklahoma City:Unassigned, Tulsa:C02D
DUCT FITTINGS:9300 | 8X6X6 - WYE | HVAC ITEMS:HVAC - MOST COMMON | BARRINGTON MFG CORP | 26 | Oklahoma City:Unassigned, Tulsa:C02D
DUCT FITTINGS:9600 | 8X8X6 - WYE | HVAC ITEMS:HVAC - MOST COMMON | BARRINGTON MFG CORP | 38 | Oklahoma City:Unassigned, Tulsa:C02C
DUCT FITTINGS:9650 | 8X8X8 - WYE | HVAC ITEMS:HVAC - MOST COMMON | BARRINGTON MFG CORP | 33 | Oklahoma City:Unassigned, Tulsa:C02D
DUCT INSULATION | DO NOT USE - ITEM CATEGORY | Uncategorized |  | 0
DUCT INSULATION:24536850-ASJ | 2.375"I.D.X4.500"O.D.(MAX)X36"LONG, INSUL, TUBE-SSL II® W/ASJ MAX FIBERGLAS™ PIPE INSULATION | Uncategorized | SPI LLC | 0
DUCT INSULATION:30000 | 1" X 48" X 120" TYPE 475 DUCT BOARD (40sf) | Uncategorized | JOHNS MANVILLE INT'L, INC | 1440 | Oklahoma City:Unassigned, Tulsa:L01A
DUCT INSULATION:30000-CTD | 1"X48"X120" EI 475 SL CT DUCT BOARD BLK (240) | Uncategorized | CERTAINTEED LLC | 0
DUCT INSULATION:30000PBE | 1"X48"X120" MAD BOARD 475 BE Duct Board (pallet 1760sf) | Uncategorized | JOHNS MANVILLE INT'L, INC | 0
DUCT INSULATION:30002 | 1" X 48" X 120 VSD" 10"-16" ID SPIRACOUSTIC + (240 sq.ft) | Uncategorized | JOHNS MANVILLE INT'L, INC | 1440 | Oklahoma City:Unassigned, Tulsa:I01A
DUCT INSULATION:30003 | 1" X48" X120" SD 18"-30" ID SPIRACOUSTIC + (240sq.ft) | Uncategorized | JOHNS MANVILLE INT'L, INC | 1440 | Oklahoma City:Unassigned, Tulsa:I01A
DUCT INSULATION:30004 | 1" X 60" X 115' SPIRAL SG TYPE 100 | Uncategorized | JOHNS MANVILLE INT'L, INC | 42 | Oklahoma City:Unassigned, Tulsa:NEXT STORE TRAILER
DUCT INSULATION:30005 | 2" X 60" X 60' SPIRAL SG TYPE 100 | Uncategorized | JOHNS MANVILLE INT'L, INC | 16 | Tulsa:NEXT STORE TRAILER
DUCT INSULATION:30006 | 1" X 60" X 100' SPIRAL SG TYPE 150 | Uncategorized | JOHNS MANVILLE INT'L, INC | 3 | Oklahoma City:Unassigned
DUCT INSULATION:30007 | 1-1/2" X 60" X 100' SPIRAL SG TYPE 75 | Uncategorized | JOHNS MANVILLE INT'L, INC | 0
DUCT INSULATION:3000708-CTD | 1" X 48" X 120" DUCTBOARD | Uncategorized | CERTAINTEED LLC | 0
DUCT INSULATION:30009 | LINEACOUSTIC R300 1" X 48" X 96" LINER BOARD (32) | Uncategorized | JOHNS MANVILLE INT'L, INC | 256 | Tulsa:I01A
DUCT INSULATION:30010-CTD | 2"x48"x120" TYPE EI 800 DUCT BOARD (3 EA/BOX=120SF) | Uncategorized | CERTAINTEED LLC | 840 | Tulsa:J01A
DUCT INSULATION:30010P | 2"x48"x120" MICRO-AIRE DUCT BOARD TYPE 800 22 PCS PER PALLET (40) | Uncategorized | JOHNS MANVILLE INT'L, INC | 0
DUCT INSULATION:30011P | 1-1/2"x48"x120" MICRO-AIRE DUCT BOARD TYPE 800 PALLET | Uncategorized | JOHNS MANVILLE INT'L, INC | 0
DUCT INSULATION:30022 | 1-1/2" X 48" X 120 VSD 10"-16" ID SPIRACOUSTIC + (160 sq.ft.) | Uncategorized | JOHNS MANVILLE INT'L, INC | 0
DUCT INSULATION:30022P | 1-1/2" X 48" X 120 VSD 10"-16" ID SPIRACOUSTIC +(PALLET 1280 SQ FT) | Uncategorized | JOHNS MANVILLE INT'L, INC | 0
DUCT INSULATION:5004426 | 1.5" X 24" X 48" 1.6# EARTHWOOL ECOSE BOARD UNF (144SF/PK - 6PK/BUN) | Uncategorized | KNAUF INSULATION GMBH | 0
DUCT INSULATION:5006371 | 1.5"X48"X96" 1.6# EARTHWOOL ECOSE BRD UNF | Uncategorized | KNAUF INSULATION GMBH | 0
DUCT INSULATION:55010 | 2-1/5" X 48" X 75' JM FSK DUCT WRAP | HVAC ITEMS:HVAC - MOST COMMON | JOHNS MANVILLE INT'L, INC | 0
DUCT INSULATION:55010-CTD | 2-1/8" X 48 X 75' FSK DUCT WRAP | Uncategorized | CERTAINTEED LLC | 25 | Oklahoma City:Unassigned, Tulsa:E05D
DUCT INSULATION:55010B | 2-1/5”x48”x75’ MICROLITE Black PSK Duct Wrap. | Uncategorized | JOHNS MANVILLE INT'L, INC | 4 | Tulsa:E05D
DUCT INSULATION:55011 | 3" X 48" X 50' JM FSK DUCT WRAP | Uncategorized | JOHNS MANVILLE INT'L, INC | 6 | Tulsa:E05D
DUCT INSULATION:55011-CTD | 3" X 48 X 50' FSK DUCT WRAP | Uncategorized | CERTAINTEED LLC | 9 | Tulsa:E05D
DUCT INSULATION:55015 | 1-1/2"X48"X100' .75 FSK DUCT WRAP | Uncategorized | SPI LLC | 0
DUCT INSULATION:55323-CTD | 1" X 48" X 100' DUCTLINER 150 TGR | Uncategorized | CERTAINTEED LLC | 23 | Tulsa:NEXT STORE
DUCT INSULATION:55324 | 1" X 47-1/2" X 100' LINEACOUSTIC RC | Uncategorized | JOHNS MANVILLE INT'L, INC | 81 | Tulsa:MB LINER
DUCT INSULATION:55324-CTD | 1" X 47-1/2" X 100' DUCTLINER 150 TGR | Uncategorized | CERTAINTEED LLC | 24 | Oklahoma City:Unassigned, Tulsa:NEXT STORE
DUCT INSULATION:55325 | 1" X 47-1/4" X 100' LINEACOUSTIC RC | HVAC ITEMS:HVAC - MOST COMMON | JOHNS MANVILLE INT'L, INC | 30 | Tulsa:MB LINER
DUCT INSULATION:55325-CTD | 1" X 47-1/4" X 100' DUCTLINER 150 TGR | Uncategorized | CERTAINTEED LLC | 5 | Oklahoma City:Unassigned
DUCT INSULATION:55327 | 1" X 60-1/4" X 100' LINEACOUSTIC RC | Uncategorized | JOHNS MANVILLE INT'L, INC | 25 | Oklahoma City:Unassigned, Tulsa:MB LINER
DUCT INSULATION:55327-CTD | 1" X 60-1/4" X 100' DUCTLINER 150 TGR | Uncategorized | CERTAINTEED LLC | 0
DUCT INSULATION:55327-IG | 1" X 60-1/4" X 100' LINEACOUSTIC RC-IG | Uncategorized | JOHNS MANVILLE INT'L, INC | 20 | Oklahoma City:Unassigned
DUCT INSULATION:55328 | 1" X 60" X 100' LINEACOUSTIC RC | Uncategorized | JOHNS MANVILLE INT'L, INC | 24 | Tulsa:MB LINER
DUCT INSULATION:55328-CTD | 1" X 60" X 100' DUCTLINER 150 TGR | Uncategorized | CERTAINTEED LLC | 21 | Oklahoma City:Unassigned, Tulsa:NEXT STORE
DUCT INSULATION:55329 | 1" X 56-1/4" X 100' LINEACOUSTIC RC | Uncategorized | JOHNS MANVILLE INT'L, INC | 22 | Oklahoma City:Unassigned, Tulsa:MB LINER
DUCT INSULATION:55329-CTD | 1" X 56-1/4" X 100' DUCTLINER 150 TGR | Uncategorized | CERTAINTEED LLC | 114 | Oklahoma City:Unassigned, Tulsa:NEXT STORE
DUCT INSULATION:55329-IG | 1" X 56-1/4" X 100' LINEACOUSTIC RC-IG | Uncategorized | JOHNS MANVILLE INT'L, INC | 19 | Oklahoma City:Unassigned
DUCT INSULATION:55332 | 2" X 48" X 50' LINEACOUSTIC RC | Uncategorized | JOHNS MANVILLE INT'L, INC | 27 | Tulsa:NEXT STORE, Tulsa:MB LINER
DUCT INSULATION:55333 | 1" X 59-1/2" X 100' LINEACOUSTIC RC | Uncategorized | JOHNS MANVILLE INT'L, INC | 57 | Oklahoma City:Unassigned, Tulsa:MB LINER
DUCT INSULATION:55333-CTD | 1" X 59-1/2" X 100' DUCTLINER 150 TGR | Uncategorized | CERTAINTEED LLC | 50 | Oklahoma City:Unassigned, Tulsa:NEXT STORE
DUCT INSULATION:55333-IG | 1" X 59-1/2" X 100' LINEACOUSTIC RC-IG | Uncategorized | JOHNS MANVILLE INT'L, INC | 19 | Oklahoma City:Unassigned
DUCT INSULATION:55334 | 1-1/2" X 47" X 50' LINEACOUSTIC RC | Uncategorized | JOHNS MANVILLE INT'L, INC | 1 | Tulsa:MB LINER
DUCT INSULATION:55335 | 1-1/2" X 56-1/4" X 50' LINEACOUSTIC RC | Uncategorized | JOHNS MANVILLE INT'L, INC | 47 | Oklahoma City:Unassigned, Tulsa:MB LINER
DUCT INSULATION:55335-CTD | 1-1/2" X 56-1/4" X 70' DUCTLINER 150 TGR | Uncategorized | CERTAINTEED LLC | 43 | Oklahoma City:Unassigned
DUCT INSULATION:55335-IG | 1-1/2" X 56-1/4" X 50' LINEACOUSTIC RC-IG | Uncategorized | JOHNS MANVILLE INT'L, INC | 16 | Oklahoma City:Unassigned
DUCT INSULATION:55336 | 1-1/2" X 59-1/2" X 50' LINEACOUSTIC RC | Uncategorized | JOHNS MANVILLE INT'L, INC | 5 | Tulsa:MB LINER
DUCT INSULATION:55336-CTD | 1-1/2" X 59-1/2" X 70' DUCTLINER 150 TGR | Uncategorized | CERTAINTEED LLC | 44 | Oklahoma City:Unassigned
DUCT INSULATION:55336-IG | 1-1/2" X 59-1/2" X 50' LINEACOUSTIC RC-IG | Uncategorized | JOHNS MANVILLE INT'L, INC | 14 | Oklahoma City:Unassigned
DUCT INSULATION:55337 | 1-1/2" X 48" X 50' LINEACOUSTIC RC | Uncategorized | JOHNS MANVILLE INT'L, INC | 24 | Tulsa:MB LINER
DUCT INSULATION:55339 | 1-1/2" X 60" X 50' LINEACOUSTIC RC | Uncategorized | JOHNS MANVILLE INT'L, INC | 19 | Tulsa:MB LINER
DUCT INSULATION:55339-CTD | 1-1/2" X 60" X 70' DUCTLINER 150 TGR | Uncategorized | CERTAINTEED LLC | 0
DUCT INSULATION:55339-IG | 1-1/2" X 60" X 100' LINEACOUSTIC RC-IG | Uncategorized | JOHNS MANVILLE INT'L, INC | 16 | Oklahoma City:Unassigned
DUCT INSULATION:55341 | 2" x 47-1/4" x 50' LINEACOUSTIC RC | Uncategorized | JOHNS MANVILLE INT'L, INC | 0
DUCT INSULATION:55342 | 2" X 59-1/2" X 50' LINEACOUSTIC RC | Uncategorized | JOHNS MANVILLE INT'L, INC | 26 | Oklahoma City:Unassigned, Tulsa:MB LINER
DUCT INSULATION:55342-CTD | 2" X 59-1/2" X 50' DUCTLINER 150 TGR | Uncategorized | CERTAINTEED LLC | 53 | Oklahoma City:Unassigned
DUCT INSULATION:55343 | 2" X 60" X 50' LINEACOUSTIC RC | Uncategorized | JOHNS MANVILLE INT'L, INC | 29 | Tulsa:MB LINER
DUCT INSULATION:55343-CTD | 2" X 60" X 50' DUCTLINER 150 TGR | Uncategorized | CERTAINTEED LLC | 21 | Oklahoma City:Unassigned, Tulsa:NEXT STORE
DUCT INSULATION:55344 | 2" X 56-1/4" X 50' LINEACOUSTIC RC | Uncategorized | JOHNS MANVILLE INT'L, INC | 7 | Tulsa:MB LINER
DUCT INSULATION:55344-CTD | 2" X 56-1/4" X 50' DUCTLINER 150 TGR | Uncategorized | CERTAINTEED LLC | 67 | Oklahoma City:Unassigned
DUCT INSULATION:55348-CTD | 1-1/2" X 47-1/2" X 70' DUCTLINER 150 TGR | Uncategorized | CERTAINTEED LLC | 14 | Oklahoma City:Unassigned, Tulsa:NEXT STORE
DUCT INSULATION:55349-CTD | 2" X 47-1/2" X 50' DUCTLINER 150 TGR | Uncategorized | CERTAINTEED LLC | 0
DUCT INSULATION:55350-CTD | 1/2" X 47-1/4" X 100' DUCTLINER 200 TGR | Uncategorized | CERTAINTEED LLC | 12 | Oklahoma City:Unassigned
DUCT INSULATION:55351 | 1/2" X 59-1/2" X 100' LINEACOUSTIC RC | Uncategorized | JOHNS MANVILLE INT'L, INC | 6 | Oklahoma City:Unassigned, Tulsa:MB LINER
DUCT INSULATION:55351-CTD | 1/2" X 59-1/2" X 100' DUCTLINER 200 TGR | Uncategorized | CERTAINTEED LLC | 2 | Oklahoma City:Unassigned, Tulsa:NEXT STORE
DUCT INSULATION:55353 | 1/2" X 56-1/4" X 100' LINEACOUSTIC RC | Uncategorized | JOHNS MANVILLE INT'L, INC | 14 | Oklahoma City:Unassigned, Tulsa:MB LINER
DUCT INSULATION:55353-CTD | 1/2" X 56-1/4" X 100' DUCTLINER 200 TGR | Uncategorized | CERTAINTEED LLC | 21 | Oklahoma City:Unassigned
DUCT INSULATION:55354 | 1/2" X 47-1/2" X 100' LINEACOUSTIC RC | Uncategorized | JOHNS MANVILLE INT'L, INC | 37 | Tulsa:MB LINER
DUCT INSULATION:55354-CTD | 1/2" X 47-1/2" X 100' DUCTLINER 200 TGR | Uncategorized | CERTAINTEED LLC | 5 | Tulsa:NEXT STORE
DUCT INSULATION:55357-CTD | 1/2" X 48" X 100' DUCTLINER 200 TGR | Uncategorized | CERTAINTEED LLC | 7 | Tulsa:NEXT STORE
DUCT INSULATION:55540 | 1/2" X 60" X 100' ELASTOMERIC DUCT LINER (S2S) | Uncategorized | K-FLEX USA, LLC | 48 | Oklahoma City:Unassigned, Tulsa:NEXT STORE
DUCT INSULATION:55550 | 1" X 60" X 50' ELASTOMERIC DUCT LINER (S2S) | Uncategorized | K-FLEX USA, LLC | 12 | Oklahoma City:Unassigned, Tulsa:NEXT STORE
DUCT INSULATION:55560 | 1-1/2" X 60" X35' ELASTOMERIC DUCT LINER (S2S) | Uncategorized | K-FLEX USA, LLC | 35 | Oklahoma City:Unassigned, Tulsa:MB LINER
DUCT INSULATION:55570 | 2" X 60' X 25' ELASTOMERIC DUCT LINER (2S2) | Uncategorized | K-FLEX USA, LLC | 27 | Oklahoma City:Unassigned, Tulsa:MB LINER
DUCTMATE ACCESSORIES | DO NOT USE - ITEM CATEGORY | Uncategorized |  | 0
DUCTMATE ACCESSORIES:118100 | 1" X 100'FT 18GA DUCT STRAP GALV | Uncategorized | DUCTMATE INDUSTRIES, INC. | 0
DUCTMATE ACCESSORIES:1IR12GAPSA | 12" PRESS-ON INNER RING FOR 1" LINER W/PSA GA | Uncategorized | DUCTMATE INDUSTRIES, INC. | 0
DUCTMATE ACCESSORIES:1IR14GAPSA | 14" PRESS-ON INNER RING FOR 1" LINER W/PSA GA | Uncategorized | DUCTMATE INDUSTRIES, INC. | 0
DUCTMATE ACCESSORIES:1IR16GAPSA | 16" PRESS-ON INNER RING FOR 1" LINER W/PSA GA | Uncategorized | DUCTMATE INDUSTRIES, INC. | 0
DUCTMATE ACCESSORIES:1IR22GAPSA | 22" PRESS-ON INNER RING FOR 1" LINER W/PSA GA | Uncategorized | DUCTMATE INDUSTRIES, INC. | 0
DUCTMATE ACCESSORIES:1IR24GA | 1IR24GA 24" INNER RING | Uncategorized | DUCTMATE INDUSTRIES, INC. | 0
DUCTMATE ACCESSORIES:1IR32GAPSA | 32" PRESS-ON INNER RING FOR 1" LINER W/PSA GA | Uncategorized | DUCTMATE INDUSTRIES, INC. | 0
DUCTMATE ACCESSORIES:1IRW12GA | 12" INNER RING WELDED FOR 1" INSULATIIOIN GALVANIZED | Uncategorized | DUCTMATE INDUSTRIES, INC. | 0
DUCTMATE ACCESSORIES:21600 | STANDING 'S' LOCK 26 GA. SSGA26 (100) | Uncategorized | DUCTMATE INDUSTRIES, INC. | 1500 | Oklahoma City:Unassigned
DUCTMATE ACCESSORIES:21601 | STANDING 'S' LOCK 24 GA SSGA24 (100) | Uncategorized | DUCTMATE INDUSTRIES, INC. | 2100 | Tulsa:H04C
DUCTMATE ACCESSORIES:21602 | 22 GA STANDING 'S' LOCK SSGA22 (100') | Uncategorized | DUCTMATE INDUSTRIES, INC. | 500 | Tulsa:H04C
DUCTMATE ACCESSORIES:21700 | FLAT 'S' LOCK 26 GA HSGA26 BLUE (100) | Uncategorized | DUCTMATE INDUSTRIES, INC. | 1600 | Oklahoma City:Unassigned, Tulsa:H04A
DUCTMATE ACCESSORIES:21701 | FLAT 'S' LOCK 24 GA HSGA24 ORANGE (100) | Uncategorized | DUCTMATE INDUSTRIES, INC. | 1300 | Oklahoma City:Unassigned, Tulsa:H04C
DUCTMATE ACCESSORIES:21751 | DRIVE CLEAT 24 GA DSGA24 (100) | Uncategorized | DUCTMATE INDUSTRIES, INC. | 1700 | Oklahoma City:Unassigned, Tulsa:H04C
DUCTMATE ACCESSORIES:21752 | CORNER CLIPS - DCLPGABX (250 PER BAG / 500 PER BOX) | Uncategorized | DUCTMATE INDUSTRIES, INC. | 4500 | Oklahoma City:Unassigned, Tulsa:H03D
DUCTMATE ACCESSORIES:22000 | 35 ANGLE GALV D3510GA (20') | Uncategorized | DUCTMATE INDUSTRIES, INC. | 11400 | Oklahoma City:Unassigned, Tulsa:RACK20D
DUCTMATE ACCESSORIES:220AL | D35AL 35 ALUMINUM FLANGE (20) | Uncategorized | DUCTMATE INDUSTRIES, INC. | 0
DUCTMATE ACCESSORIES:220S4 | 35 ANGLE 304SS (20') | Uncategorized | DUCTMATE INDUSTRIES, INC. | 160 | Tulsa:RACK20C
DUCTMATE ACCESSORIES:220S6 | 35 ANGLE 316SS (20') | Uncategorized | DUCTMATE INDUSTRIES, INC. | 0
DUCTMATE ACCESSORIES:22100 | D3BGA #35 CORNER GALV. CORNER CLIPS INCLUDED (250 PER BOX) | Uncategorized | DUCTMATE INDUSTRIES, INC. | 4250 | Oklahoma City:Unassigned, Tulsa:H01B
DUCTMATE ACCESSORIES:22100S6 | 316 SS DC-35 | Uncategorized | DUCTMATE INDUSTRIES, INC. | 0
DUCTMATE ACCESSORIES:22101 | DC35GA #35 12GA CORNERS GALV. BOLTS NOT INCLUDED (200 PER BOX) | HVAC ITEMS:HVAC - MOST COMMON | DUCTMATE INDUSTRIES, INC. | 3200 | Tulsa:H01B
DUCTMATE ACCESSORIES:22101S4 | DC35S4 #35 304 STAINLESS CORNERS | Uncategorized | DUCTMATE INDUSTRIES, INC. | 50 | Tulsa:TC1
DUCTMATE ACCESSORIES:22102 | DC3AGA #35 SQUARE HOLE CORNERS GALV. (250 PER BOX) | Uncategorized | DUCTMATE INDUSTRIES, INC. | 500 | Tulsa:OPO
DUCTMATE ACCESSORIES:22103 | CBGA CARRIAGE BOLT/NUT 125 per pk. | Uncategorized | DUCTMATE INDUSTRIES, INC. | 2 | Oklahoma City:Unassigned
DUCTMATE ACCESSORIES:22104 | CGA TDC CORNERS GALV. (250 PER BOX) | Uncategorized | DUCTMATE INDUSTRIES, INC. | 5750 | Oklahoma City:Unassigned, Tulsa:H02C
DUCTMATE ACCESSORIES:22107 | CMCGASTPK - TDC CORNERMATIC STRAPPACK SLV GALV. (400 PER BOX) | Uncategorized | DUCTMATE INDUSTRIES, INC. | 4800 | Tulsa:H01B
DUCTMATE ACCESSORIES:22110 | TDF RAPIDMATE STRAP PACK (400/BX) | Uncategorized | DUCTMATE INDUSTRIES, INC. | 0
DUCTMATE ACCESSORIES:22111 | 3/8"X1 RAPIDMATE SCREW, 5/16" (500/PAIL) | Uncategorized | DUCTMATE INDUSTRIES, INC. | 10 | Oklahoma City:Unassigned
DUCTMATE ACCESSORIES:22114 | CMCAL - TDC CORNERMATIC CORNER ALUM. | Uncategorized | DUCTMATE INDUSTRIES, INC. | 0
DUCTMATE ACCESSORIES:22116 | CMFAL - Aluminum TDF Cornermatic corner | Uncategorized | DUCTMATE INDUSTRIES, INC. | 0
DUCTMATE ACCESSORIES:22200 | 25 ANGLE GALV D2510GA (20) | Uncategorized | DUCTMATE INDUSTRIES, INC. | 15680 | Oklahoma City:Unassigned, Tulsa:RACK20C
DUCTMATE ACCESSORIES:22201 | #25 CORNERS DBJRGA GALV. NUTS & BOLTS INCLUDED (250 PER BOX) | Uncategorized | DUCTMATE INDUSTRIES, INC. | 5 | Tulsa:H03D
DUCTMATE ACCESSORIES:22300 | #25 CORNER DJRGA GALV. CORNER CLIPS INCLUDED (250 PER BOX) | Uncategorized | DUCTMATE INDUSTRIES, INC. | 8750 | Oklahoma City:Unassigned, Tulsa:H01C
DUCTMATE ACCESSORIES:22301 | FGA - TDF "F" CORNER GALV. (250 PER BOX) | Uncategorized | DUCTMATE INDUSTRIES, INC. | 1500 | Oklahoma City:Unassigned, Tulsa:H03D
DUCTMATE ACCESSORIES:22302 | WJCGA "J" CORNER GALV. (200 PER BOX) | Uncategorized | DUCTMATE INDUSTRIES, INC. | 1000 | Tulsa:H03C
DUCTMATE ACCESSORIES:22303 | CMFGAMI - TDF MANUAL CORNERMATIC CORNER GALV (250 PER BOX) | Uncategorized | DUCTMATE INDUSTRIES, INC. | 3250 | Tulsa:H01B
DUCTMATE ACCESSORIES:22304 | CMCGAMI - TDC MANUAL CORNERMATIC CORNER GALV. (250 PER BOX) | Uncategorized | DUCTMATE INDUSTRIES, INC. | 3250 | Oklahoma City:Unassigned, Tulsa:H01C
DUCTMATE ACCESSORIES:22311 | 1/4" X 1" CARRIAGE BOLT & NUT FOR #25 CORNERS | Uncategorized | DUCTMATE INDUSTRIES, INC. | 0
DUCTMATE ACCESSORIES:22500 | D6CGA 6" METAL CLEAT (250 ft) | Uncategorized | DUCTMATE INDUSTRIES, INC. | 5250 | Oklahoma City:Unassigned, Tulsa:H03E
DUCTMATE ACCESSORIES:22501 | T6CGA 6" TDC METAL CLEAT (250 ft) | Uncategorized | DUCTMATE INDUSTRIES, INC. | 2000 | Tulsa:H01C
DUCTMATE ACCESSORIES:22502 | F6CGA 6" TDF CLEAT (250 ft) | Uncategorized | DUCTMATE INDUSTRIES, INC. | 2500 | Oklahoma City:Unassigned, Tulsa:H01C
DUCTMATE ACCESSORIES:22503 | W6CGA 6" J CLEAT (250 ft) | Uncategorized | DUCTMATE INDUSTRIES, INC. | 1250 | Tulsa:H01C
DUCTMATE ACCESSORIES:22504 | DV6CGA 6" VERSA CLEAT (125ft) | Uncategorized | DUCTMATE INDUSTRIES, INC. | 2500 | Tulsa:H03E
DUCTMATE ACCESSORIES:225S4 | D6CS4 304SS 6" CLEAT (250 ft) | Uncategorized | DUCTMATE INDUSTRIES, INC. | 50 | Tulsa:TC1
DUCTMATE ACCESSORIES:22600 | #440 GASKET TAPE (500) | Uncategorized | DUCTMATE INDUSTRIES, INC. | 50500 | Oklahoma City:Unassigned, Tulsa:H01D
DUCTMATE ACCESSORIES:22601 | DUCTMATE NEOPRENE GASKET (50) | Uncategorized | DUCTMATE INDUSTRIES, INC. | 1500 | Oklahoma City:Unassigned, Tulsa:O10A
DUCTMATE ACCESSORIES:22602 | STICKY TAPE (500) | Uncategorized | DUCTMATE INDUSTRIES, INC. | 0
DUCTMATE ACCESSORIES:22611 | 440 GASKET FOR 45 FLANGE 3/16" X 1" X 25' (400ft/ CTN) | Uncategorized | DUCTMATE INDUSTRIES, INC. | 0
DUCTMATE ACCESSORIES:22700 | WJ15GA J FLANGE (20) | Uncategorized | DUCTMATE INDUSTRIES, INC. | 3000 | Tulsa:RACK20D
DUCTMATE ACCESSORIES:22901 | 2" 26GA DW TURNING VANE (100') | Uncategorized | DUCTMATE INDUSTRIES, INC. | 8200 | Oklahoma City:Unassigned, Tulsa:H04D
DUCTMATE ACCESSORIES:22902 | 4" 24GA DW TURNING VANE (50') | Uncategorized | DUCTMATE INDUSTRIES, INC. | 1130 | Oklahoma City:Unassigned, Tulsa:H04B
DUCTMATE ACCESSORIES:22903 | 2 24GA PRO RAIL 2PRGA24 (100') | Uncategorized | DUCTMATE INDUSTRIES, INC. | 3400 | Oklahoma City:Unassigned, Tulsa:H04B
DUCTMATE ACCESSORIES:22904 | 4 22GA PRO RAIL 4PRGA22 (100') | Uncategorized | DUCTMATE INDUSTRIES, INC. | 1400 | Oklahoma City:Unassigned, Tulsa:H05A
DUCTMATE ACCESSORIES:22922 | PFC3VSGA 333 PROFLEX CONNECTOR | Uncategorized | DUCTMATE INDUSTRIES, INC. | 22 | Oklahoma City:Unassigned, Tulsa:H01D
DUCTMATE ACCESSORIES:22923 | 2" 24GA ECONO RAIL 2ERGA24 (100') | Uncategorized | DUCTMATE INDUSTRIES, INC. | 100 | Tulsa:H04B
DUCTMATE ACCESSORIES:22924 | 4" 22GA ECONO RAIL 4ERGA22 (100') | Uncategorized | DUCTMATE INDUSTRIES, INC. | 1100 | Oklahoma City:Unassigned, Tulsa:H04B
DUCTMATE ACCESSORIES:22925 | PFC3VSS6- 333 PROFLEX CONNECTOR 316 SS | Uncategorized | DUCTMATE INDUSTRIES, INC. | 1 | Tulsa:H03A
DUCTMATE ACCESSORIES:22926 | PFCS3NGA 333 1 FOLD NEOPRENE PROFLEX CONNECTOR | Uncategorized | DUCTMATE INDUSTRIES, INC. | 1 | Tulsa:H03A
DUCTMATE ACCESSORIES:22928 | PFC3NGA 333 - NEOPRENE PROFLEX CONNECTOR | Uncategorized | DUCTMATE INDUSTRIES, INC. | 1 | Tulsa:H03A
DUCTMATE ACCESSORIES:22930 | PFCS6NGA 363 1 FOLD NEOPRENE PROFLEX CONNECTOR | Uncategorized | DUCTMATE INDUSTRIES, INC. | 3 | Tulsa:H03A
DUCTMATE ACCESSORIES:22931 | PFC4VSGA 444 PROFLEX DUCT CONNECTOR | Uncategorized | DUCTMATE INDUSTRIES, INC. | 7 | Oklahoma City:Unassigned, Tulsa:H01D
DUCTMATE ACCESSORIES:2IR06GA | 6" SPLIT INNER RING FOR 2" INS GA | Uncategorized | DUCTMATE INDUSTRIES, INC. | 0
DUCTMATE ACCESSORIES:2IR08GA | 8” SPLIT INNER RING FOR 2" INS GA | Uncategorized | DUCTMATE INDUSTRIES, INC. | 0
DUCTMATE ACCESSORIES:2IR10GA | 10” SPLIT INNER RING FOR 2" INS GA | Uncategorized | DUCTMATE INDUSTRIES, INC. | 0
DUCTMATE ACCESSORIES:2MRAL32 | 2" MONO RAIL ALUMINUM (200') | Uncategorized | DUCTMATE INDUSTRIES, INC. | 0
DUCTMATE ACCESSORIES:2MRGA24 | 2" X 200' MONO RAIL 24GA (1) | Uncategorized | DUCTMATE INDUSTRIES, INC. | 1 | Oklahoma City:Unassigned
DUCTMATE ACCESSORIES:2SWVGA24 | 2" 24GA SW TURNING VANE (100') | Uncategorized | DUCTMATE INDUSTRIES, INC. | 100 | Oklahoma City:Unassigned
DUCTMATE ACCESSORIES:32004 | 24 X 200' 2MIL BLUE DUCT FILM | Uncategorized | DUCTMATE INDUSTRIES, INC. | 76 | Tulsa:D01E
DUCTMATE ACCESSORIES:32006 | 36 X 200' 2MIL BLUE DUCT FILM | Uncategorized | DUCTMATE INDUSTRIES, INC. | 260 | Oklahoma City:Unassigned, Tulsa:D01C
DUCTMATE ACCESSORIES:32007 | 24"X200' 2.5MIL CLEAR DUCT FILM | Uncategorized | DUCTMATE INDUSTRIES, INC. | 24 | Oklahoma City:Unassigned
DUCTMATE ACCESSORIES:32009 | 36"X200' 2.5 MIL CLEAR DUCT FILM | Uncategorized | DUCTMATE INDUSTRIES, INC. | 18 | Oklahoma City:Unassigned
DUCTMATE ACCESSORIES:4MRGA24 | 4" x 100' MONO RAIL 24GA (1) | Uncategorized | DUCTMATE INDUSTRIES, INC. | 2 | Oklahoma City:Unassigned
DUCTMATE ACCESSORIES:4SWVGA22 | 4" 22GA SW TURNING VANE (50') | Uncategorized | DUCTMATE INDUSTRIES, INC. | 600 | Oklahoma City:Unassigned
DUCTMATE ACCESSORIES:6" PVC | 6" PVC CLEAT (250 ft) | Uncategorized | DUCTMATE INDUSTRIES, INC. | 250 | Oklahoma City:Unassigned
DUCTMATE ACCESSORIES:73903 | WP1.125GA10C3 1-1/8" GALV 10GA WELD PINS 3,000 per ctn. | Uncategorized | DUCTMATE INDUSTRIES, INC. | 2 | Tulsa:O6B
DUCTMATE ACCESSORIES:CMCGA | CMCGA - TDC CORNERMATIC CORNER GALV. | Uncategorized | DUCTMATE INDUSTRIES, INC. | 0
DUCTMATE ACCESSORIES:CMFGA | CMFGA - TDF CORNERMATIC CORNER GALV. | Uncategorized | DUCTMATE INDUSTRIES, INC. | 0
DUCTMATE ACCESSORIES:D4550GA | 45 ANGLE 20' GALV. (500' BNDL) | Uncategorized | DUCTMATE INDUSTRIES, INC. | 0
DUCTMATE ACCESSORIES:D45CGA | D45CGA DM-45 CLEATS GALVANIZED (200) | Uncategorized | DUCTMATE INDUSTRIES, INC. | 0
DUCTMATE ACCESSORIES:DC45GA | #45 CORNER GALV. NUTS & BOLTS NOT INCLUDED (100 PER BOX) | Uncategorized | DUCTMATE INDUSTRIES, INC. | 0
DUCTMATE ACCESSORIES:DM4703GA | 3/8" STRAP BRACKET W/O GROMMETS 200 per ctn. | Uncategorized | DUCTMATE INDUSTRIES, INC. | 0
DUCTMATE ACCESSORIES:DMI-2PRS426 | 2" PRO RAIL; 26 GA 304 STAINLESS STEEL (2PRS426) | Uncategorized | DUCTMATE INDUSTRIES, INC. | 0
DUCTMATE ACCESSORIES:DSGA26 | DRIVE CLEAT 26 GA. | Uncategorized | DUCTMATE INDUSTRIES, INC. | 0
DUCTMATE ACCESSORIES:EFR1614GA | 16-14 1IN. DBL WALL ECONO RING SPLIT GALV. | Uncategorized | DUCTMATE INDUSTRIES, INC. | 0
DUCTMATE ACCESSORIES:EFR1816GA | 18-16 1IN. DBL WALL ECONO RING SPLIT GALV | Uncategorized | DUCTMATE INDUSTRIES, INC. | 0
DUCTMATE ACCESSORIES:EFR18GA | 18" RD ECONO RING SPLIT GALV | Uncategorized | DUCTMATE INDUSTRIES, INC. | 0
DUCTMATE ACCESSORIES:EFR2018GA | 20-18 1IN. DBL WALL ECONO RING SPLIT GALV | Uncategorized | DUCTMATE INDUSTRIES, INC. | 0
DUCTMATE ACCESSORIES:EFR2220GA | 22-20 1IN. DBL WALL ECONO RING SPLIT GALV | Uncategorized | DUCTMATE INDUSTRIES, INC. | 0
DUCTMATE ACCESSORIES:EFR2422GA | 24-22 1IN DBL WALL ECONO SPLIT GALV | Uncategorized | DUCTMATE INDUSTRIES, INC. | 0
DUCTMATE ACCESSORIES:EFR24GA | 24" RD ECONO RING SPLIT GALV | Uncategorized | DUCTMATE INDUSTRIES, INC. | 0
DUCTMATE ACCESSORIES:EFR26GA | 26" RD ECONO RING SPLIT GALV | Uncategorized | DUCTMATE INDUSTRIES, INC. | 0
DUCTMATE ACCESSORIES:EFR2826GA | 28-26 1IN. DBL WALL ECONO RING SPLIT GALV | Uncategorized | DUCTMATE INDUSTRIES, INC. | 0
DUCTMATE ACCESSORIES:EFR28GA | 28" RD ECONO RING SPLIT GALV | Uncategorized | DUCTMATE INDUSTRIES, INC. | 0
DUCTMATE ACCESSORIES:EFR3 | ECONO RING | Uncategorized | DUCTMATE INDUSTRIES, INC. | 0
DUCTMATE ACCESSORIES:EFR3028GA | 30/28 1IN DBL WALL ECONO RING SPLIT GALV | Uncategorized | DUCTMATE INDUSTRIES, INC. | 0
DUCTMATE ACCESSORIES:EFR30GA | 30" RD ECONO RING SPLIT GALV | Uncategorized | DUCTMATE INDUSTRIES, INC. | 0
DUCTMATE ACCESSORIES:EFR32GA | 32" RD ECONO RING SPLIT GALV | Uncategorized | DUCTMATE INDUSTRIES, INC. | 0
DUCTMATE ACCESSORIES:EFR3432GA | 34/32 1IN DW RD ECONO RING SPLIT GALV | Uncategorized | DUCTMATE INDUSTRIES, INC. | 0
DUCTMATE ACCESSORIES:EFR34GA | 34" RD ECONO RING SPLIT GALV | Uncategorized | DUCTMATE INDUSTRIES, INC. | 0
DUCTMATE ACCESSORIES:EFR36GA | 36" RD ECONO RING sPLIT GALV | Uncategorized | DUCTMATE INDUSTRIES, INC. | 0
DUCTMATE ACCESSORIES:EFR38GA | 38" RD ECONO RING SPLIT GALV | Uncategorized | DUCTMATE INDUSTRIES, INC. | 0
DUCTMATE ACCESSORIES:EFR40GA | 40" RD ECONO RING SPLIT GALV | Uncategorized | DUCTMATE INDUSTRIES, INC. | 0
DUCTMATE ACCESSORIES:EFR42GA | 42" RD ECONO RING SPLIT GALV | Uncategorized | DUCTMATE INDUSTRIES, INC. | 0
DUCTMATE ACCESSORIES:EFR44GA | 44" RD ECONO RING SPLIT GALV | Uncategorized | DUCTMATE INDUSTRIES, INC. | 0
DUCTMATE ACCESSORIES:EFR46GA | 46" RD ECONO RING SPLIT GALV | Uncategorized | DUCTMATE INDUSTRIES, INC. | 0
DUCTMATE ACCESSORIES:EFR52GA | 52" RD ECONO RING SPLIT GALV | Uncategorized | DUCTMATE INDUSTRIES, INC. | 0
DUCTMATE ACCESSORIES:EFR54GA | 54" RD ECONO RING SPLIT GALV | Uncategorized | DUCTMATE INDUSTRIES, INC. | 0
DUCTMATE ACCESSORIES:EFR56GA | 56" RD ECONO RING SPLIT GALV. | Uncategorized | DUCTMATE INDUSTRIES, INC. | 0
DUCTMATE ACCESSORIES:EFR58GA | 58" RD ECONO RING SPLIT GALV | Uncategorized | DUCTMATE INDUSTRIES, INC. | 0
DUCTMATE ACCESSORIES:EFR60GA | 60" RD ECONO RING SPLIT GALV | Uncategorized | DUCTMATE INDUSTRIES, INC. | 0
DUCTMATE ACCESSORIES:EFRW06GA | 06" RD ECONO RING WELDED GALV | Uncategorized | DUCTMATE INDUSTRIES, INC. | 0
DUCTMATE ACCESSORIES:EFRW08GA | 08" RD ECONO RING WELDED GALV | Uncategorized | DUCTMATE INDUSTRIES, INC. | 0
DUCTMATE ACCESSORIES:EFRW1008GA | 10/8 1IN DW RD ECONO RING WELDED GALV | Uncategorized | DUCTMATE INDUSTRIES, INC. | 12 | Tulsa:OVERFLOW
DUCTMATE ACCESSORIES:EFRW10GA | 10" RD ECONO RING WELDED GALV | Uncategorized | DUCTMATE INDUSTRIES, INC. | 12 | Tulsa:OVERFLOW
DUCTMATE ACCESSORIES:EFRW1210GA | 12/10 1IN DW RD ECONO RING WELDED GALV | Uncategorized | DUCTMATE INDUSTRIES, INC. | 6 | Tulsa:OVERFLOW
DUCTMATE ACCESSORIES:EFRW12GA | 12" RD ECONO RING WELDED GALV | Uncategorized | DUCTMATE INDUSTRIES, INC. | 12 | Tulsa:OVERFLOW
DUCTMATE ACCESSORIES:EFRW1412GA | 14/12 1IN DW RD ECONO FLANGE WELDED GALV | Uncategorized | DUCTMATE INDUSTRIES, INC. | 8 | Tulsa:OVERFLOW
DUCTMATE ACCESSORIES:EFRW14GA | 14" RD ECONO RING WELDED GALV | Uncategorized | DUCTMATE INDUSTRIES, INC. | 12 | Tulsa:OVERFLOW
DUCTMATE ACCESSORIES:EFRW1614GA | 16/14 1IN DW RD ECONO RING WELDED GALV | Uncategorized | DUCTMATE INDUSTRIES, INC. | 10 | Tulsa:OVERFLOW
DUCTMATE ACCESSORIES:EFRW16GA | 16" RD ECONO RING WELDED GALV | Uncategorized | DUCTMATE INDUSTRIES, INC. | 12 | Tulsa:OVERFLOW
DUCTMATE ACCESSORIES:EFRW1816GA | 18/16 1IN DW RD ECONO RING WELDED GALV | Uncategorized | DUCTMATE INDUSTRIES, INC. | 3 | Tulsa:OVERFLOW
DUCTMATE ACCESSORIES:EFRW18GA | 18" RD ECONO RING WELDED GALV | Uncategorized | DUCTMATE INDUSTRIES, INC. | 12 | Tulsa:OVERFLOW
DUCTMATE ACCESSORIES:EFRW2018GA | 20/18 1IN DW RD ECONO RING WELDED GALV | Uncategorized | DUCTMATE INDUSTRIES, INC. | 12 | Tulsa:OVERFLOW
DUCTMATE ACCESSORIES:EFRW20GA | 20" RD ECONO RING WELDED GALV | Uncategorized | DUCTMATE INDUSTRIES, INC. | 12 | Tulsa:OVERFLOW
DUCTMATE ACCESSORIES:EFRW2220GA | 22/20 1IN DW RD ECONO RING WELDED GALV | Uncategorized | DUCTMATE INDUSTRIES, INC. | 6 | Tulsa:OVERFLOW
DUCTMATE ACCESSORIES:EFRW22GA | 22" RD ECONO RING WELDED GALV | Uncategorized | DUCTMATE INDUSTRIES, INC. | 12 | Tulsa:OVERFLOW
DUCTMATE ACCESSORIES:EFRW2422GA | 24/22 1IN DW RD ECONO RING WELDED GALV | Uncategorized | DUCTMATE INDUSTRIES, INC. | 7 | Tulsa:OVERFLOW
DUCTMATE ACCESSORIES:EFRW24GA | 24" RD ECONO RING WELDED GALV | Uncategorized | DUCTMATE INDUSTRIES, INC. | 12 | Tulsa:OVERFLOW
DUCTMATE ACCESSORIES:EFRW2624GA | 26/24 1IN DW RD ECONO RING GALV | Uncategorized | DUCTMATE INDUSTRIES, INC. | 0
DUCTMATE ACCESSORIES:EFRW26GA | 26" RD ECONO RING WELDED GALV | Uncategorized | DUCTMATE INDUSTRIES, INC. | 2 | Tulsa:STAGING
DUCTMATE ACCESSORIES:EFRW2826GA | 28/26 1IN DW RD GALV ECONO RING WELDED GALV | Uncategorized | DUCTMATE INDUSTRIES, INC. | 0
DUCTMATE ACCESSORIES:EFRW28GA | 28" RD ECONO RING WELDED GALV | Uncategorized | DUCTMATE INDUSTRIES, INC. | 0
DUCTMATE ACCESSORIES:EFRW3028GA | 30/28 1IN DW RD ECONO RING WEDLDE GALV | Uncategorized | DUCTMATE INDUSTRIES, INC. | 2 | Tulsa:STAGING
DUCTMATE ACCESSORIES:EFRW30GA | 30" ECONO FLANGE RING WELDED RD GA | Uncategorized | DUCTMATE INDUSTRIES, INC. | 0
DUCTMATE ACCESSORIES:EFRW32GA | 32" ECONO FLANGE RING WELDED RD GA | Uncategorized | DUCTMATE INDUSTRIES, INC. | 0
DUCTMATE ACCESSORIES:EFRW34GA | 34" RD ECONO RING WELDED GALV | Uncategorized | DUCTMATE INDUSTRIES, INC. | 2 | Tulsa:STAGING
DUCTMATE ACCESSORIES:EFRW36GA | 36" RD ECONO RING WELDED GALV | Uncategorized | DUCTMATE INDUSTRIES, INC. | 0
DUCTMATE ACCESSORIES:EFRW3836GA | 38/36 1IN DW RD ECONO RING WELDED GALV | Uncategorized | DUCTMATE INDUSTRIES, INC. | 2 | Tulsa:STAGING
DUCTMATE ACCESSORIES:EFRW38GA | 38" RD ECONO RING WELDED GALV | Uncategorized | DUCTMATE INDUSTRIES, INC. | 0
DUCTMATE ACCESSORIES:EFRW40GA | 40" RD ECONO RING WELDED GALV | Uncategorized | DUCTMATE INDUSTRIES, INC. | 0
DUCTMATE ACCESSORIES:EFRW42GA | 42" RD ECONO RING WELDED GALV | Uncategorized | DUCTMATE INDUSTRIES, INC. | 0
DUCTMATE ACCESSORIES:EFRW44GA | 44" RD ECONO RING WELDED GA | Uncategorized | DUCTMATE INDUSTRIES, INC. | 0
DUCTMATE ACCESSORIES:QSAG | QSAG ADHESIVE SPRAY GUN | Uncategorized | DUCTMATE INDUSTRIES, INC. | 2 | Tulsa:TC1
DUCTMATE ACCESSORIES:QSHW12 | QSHW12 12' SPRAY HOSE | Uncategorized | DUCTMATE INDUSTRIES, INC. | 2 | Tulsa:TC1
DUCTMATE ACCESSORIES:SM12GN | SM12GN 12" SPIRALMATE RING GALVANNEAL | Uncategorized | DUCTMATE INDUSTRIES, INC. | 0
DUCTMATE ACCESSORIES:SM14GN | SM14GN 14" SPIRALMATE RING, GALVANNEAL | Uncategorized | DUCTMATE INDUSTRIES, INC. | 0
DUCTMATE ACCESSORIES:SM16GN | SM16GN 16" SPIRALMATE RING GALVANNEAL | Uncategorized | DUCTMATE INDUSTRIES, INC. | 0
DUCTMATE ACCESSORIES:SM18GN | SM18GN 18" SPIRALMATE RING GALVANNEAL | Uncategorized | DUCTMATE INDUSTRIES, INC. | 0
DUCTMATE ACCESSORIES:SM20GN | SM20GN 20" SPIRALMATE RING GALVANNEAL | Uncategorized | DUCTMATE INDUSTRIES, INC. | 0
DUCTMATE ACCESSORIES:SM22GN | SM22GN 22" SPIRALMATE RING GALVANNEAL | Uncategorized | DUCTMATE INDUSTRIES, INC. | 0
DUCTMATE ACCESSORIES:SM24GN | SM24GN 24" SPIRALMATE RING GALVANNEAL | Uncategorized | DUCTMATE INDUSTRIES, INC. | 0
DUCTMATE ACCESSORIES:TRAP03GA | GALV 300' BDL TRAPEZE HANGER | Uncategorized | DUCTMATE INDUSTRIES, INC. | 1280 | Tulsa:RACK20B
DUCTMATE ACCESSORIES:WCCGA | WCCGA -TDC "T" CORNERS GALV. (250 PER BOX) | Uncategorized | DUCTMATE INDUSTRIES, INC. | 3250 | Tulsa:H01C
DURODYNE ACCESSORIES | DO NOT USE - ITEM CATEGORY | Uncategorized |  | 0
DURODYNE ACCESSORIES:10002 | MFD333 DUROLON 3X3X3 FLEXIBLE DUCT CONNECTOR | Uncategorized | DURO DYNE CORP | 0
DURODYNE ACCESSORIES:114111 | 16"-14" 1" DW DYN-O-RING | Uncategorized | DURO DYNE CORP | 0
DURODYNE ACCESSORIES:13073 | EZB112B 1-1/2" EZ BOLT (500) | Uncategorized | DURO DYNE CORP | 0
DURODYNE ACCESSORIES:13096 | DOM-QCLT 6" QUAD CLEAT 22 GA (125) | Uncategorized | DURO DYNE CORP | 1375 | Oklahoma City:Unassigned, Tulsa:H02D
DURODYNE ACCESSORIES:13124 | UMCT2 UNIV MGNTC CLEAT TOO 2 | Uncategorized | DURO DYNE CORP | 0
DURODYNE ACCESSORIES:2016 | BKP13 Strap & Set Screw | Uncategorized | DURO DYNE CORP | 500 | Tulsa:O3B
DURODYNE ACCESSORIES:2085SS | BKP49SS 1/2" STAINLESS BUSHING - 100 per ctn. | Uncategorized | DURO DYNE CORP | 0
DURODYNE ACCESSORIES:21298 | DOMOC1234 DYN-O-CLAW | Uncategorized | DURO DYNE CORP | 150 | Tulsa:O4B
DURODYNE ACCESSORIES:23400 | VR-2 VANE RAIL | Uncategorized | DURO DYNE CORP | 10 | Oklahoma City:Unassigned, Tulsa:H01A
DURODYNE ACCESSORIES:24050 | SFMBX333 1 FOLD DUCT CONNECTOR | Uncategorized | DURO DYNE CORP | 3 | Oklahoma City:Unassigned
DURODYNE ACCESSORIES:24051 | MBX333 EXCELON DUCT CONNECTOR | Uncategorized | DURO DYNE CORP | 4 | Tulsa:H01A
DURODYNE ACCESSORIES:24300 | JBX-100 JR. DUCT CONNECTOR | Uncategorized | DURO DYNE CORP | 10 | Tulsa:H01A
DURODYNE ACCESSORIES:25069 | DYNOCOAT EDGE COAT -5165 | Uncategorized | DURO DYNE CORP | 24 | Oklahoma City:Unassigned
DURODYNE ACCESSORIES:25070 | 3/8" BEAM CLAMP | Uncategorized | DURO DYNE CORP | 100 | Oklahoma City:Unassigned
DURODYNE ACCESSORIES:25200 | BAB12 - 1/2" PIN FOR 1/2" LINER - BULK 10M | Uncategorized | DURO DYNE CORP | 8 | Oklahoma City:Unassigned, Tulsa:C03D
DURODYNE ACCESSORIES:25201 | BAB34 - 3/4" PIN FOR 1" LINER - BULK 10M | HVAC ITEMS:HVAC - MOST COMMON | DURO DYNE CORP | 13 | Oklahoma City:Unassigned, Tulsa:C03D
DURODYNE ACCESSORIES:25202 | BAB100- 1" PIN FOR 1" HD LINER - BULK 10M | Uncategorized | DURO DYNE CORP | 4 | Oklahoma City:Unassigned, Tulsa:C03D
DURODYNE ACCESSORIES:25203 | BAB118- 1-1/8" PIN FOR 1"HD or 1-1/2" LINER - BULK 6M | Uncategorized | DURO DYNE CORP | 11 | Oklahoma City:Unassigned, Tulsa:C03D
DURODYNE ACCESSORIES:25204 | BAB150 - 1-1/2 PIN FOR 1-1/2" HD OR 2" LINER - BULK 6M | HVAC ITEMS:HVAC - MOST COMMON | DURO DYNE CORP | 6 | Oklahoma City:Unassigned, Tulsa:C03D
DURODYNE ACCESSORIES:25205 | BAB200 - 2" PIN FOR 2" HD -LINER - BULK 6M | Uncategorized | DURO DYNE CORP | 4 | Tulsa:C03D
DURODYNE ACCESSORIES:25850 | KS-145 REGULATOR KIT (10) | Uncategorized | DURO DYNE CORP | 80 | Oklahoma City:Unassigned, Tulsa:O2B
DURODYNE ACCESSORIES:25900 | KR-3 3/8 DIAL REGULATOR | Uncategorized | DURO DYNE CORP | 135 | Oklahoma City:Unassigned, Tulsa:O4C
DURODYNE ACCESSORIES:25901 | KSR195L 3/8 DIAL REGULATOR SET | Uncategorized | DURO DYNE CORP | 141 | Tulsa:O4C
DURODYNE ACCESSORIES:26001 | PN34 1/2 SPOTTER PINS 1M | Uncategorized | DURO DYNE CORP | 5 | Tulsa:O3B
DURODYNE ACCESSORIES:26002 | PN114 1 SPOTTER PINS 1M | Uncategorized | DURO DYNE CORP | 6 | Tulsa:O3B
DURODYNE ACCESSORIES:26047 | SAHB250 SELF ADHES HANGER & WASHER 500 | Uncategorized | DURO DYNE CORP | 1 | Oklahoma City:Unassigned
DURODYNE ACCESSORIES:26050 | WASHERS ONLY --- FSW-G FLIP STICK WASHERS-100 per pack | HVAC ITEMS:HVAC - MOST COMMON | DURO DYNE CORP | 21 | Oklahoma City:Unassigned, Tulsa:O3B
DURODYNE ACCESSORIES:26055 | FSG-250 FLIP STIX 100 per ctn. | HVAC ITEMS:HVAC - MOST COMMON | DURO DYNE CORP | 6 | Tulsa:O3B
DURODYNE ACCESSORIES:26068 | SAH114 SELF ADHES HANGER & WASHER 100 | Uncategorized | DURO DYNE CORP | 13 | Oklahoma City:Unassigned, Tulsa:O3B
DURODYNE ACCESSORIES:26071 | SAH250 SELF ADHES HANGER & WASHER 100 | Uncategorized | DURO DYNE CORP | 31 | Tulsa:O3B
DURODYNE ACCESSORIES:26100 | 1/2" SQ. K-5 QUADRANT 100 | Uncategorized | DURO DYNE CORP | 162 | Tulsa:O4C
DURODYNE ACCESSORIES:26200 | DDP12 1/2" DIAMOND PT PINS 5M. | Uncategorized | DURO DYNE CORP | 6 | Tulsa:H01B
DURODYNE ACCESSORIES:26800 | KP-25-3/8 U-BOLTS (100 PER BOX) | Uncategorized | DURO DYNE CORP | 7 | Oklahoma City:Unassigned, Tulsa:O3B
DURODYNE ACCESSORIES:27000 | RS-256 RAP-IT SETS (10) | HVAC ITEMS:HVAC - MOST COMMON | DURO DYNE CORP | 51 | Oklahoma City:Unassigned, Tulsa:O2B
DURODYNE ACCESSORIES:27001 | KP10R ROUND END BRG -8073 | Uncategorized | DURO DYNE CORP | 0
DURODYNE ACCESSORIES:27002 | KP10L ROUND LONG END BRG -8179 | Uncategorized | DURO DYNE CORP | 0
DURODYNE ACCESSORIES:27003 | BKPRB83 - 3/8 SQ RUBBER BUSHING 100/bg. | Uncategorized | DURO DYNE CORP | 300 | Oklahoma City:Unassigned, Tulsa:O3B
DURODYNE ACCESSORIES:27004 | CAM-LOCK | Uncategorized | DURO DYNE CORP | 0
DURODYNE ACCESSORIES:27005 | BKP10 1/2" RD. BRONZE BUSHING 100/ctn | Uncategorized | DURO DYNE CORP | 100 | Tulsa:O3B
DURODYNE ACCESSORIES:27006 | DC38200 3/8 DYNA CLICK 2" | Uncategorized | DURO DYNE CORP | 285 | Oklahoma City:Unassigned, Tulsa:O4D
DURODYNE ACCESSORIES:27007 | WC3 X 10FT LOOPED CABLE WITH CL-12 LOCK 10/BAG | Uncategorized | DURO DYNE CORP | 32 | Oklahoma City:Unassigned, Tulsa:O1B
DURODYNE ACCESSORIES:27008 | WC3 X15 FT LOOPED CABLE WITH CL-12 LOCK 10/BAG | Uncategorized | DURO DYNE CORP | 38 | Oklahoma City:Unassigned, Tulsa:O1B
DURODYNE ACCESSORIES:27147 | STRIPPER DURO DYNE -27147 | Uncategorized | DURO DYNE CORP | 49 | Oklahoma City:Unassigned, Tulsa:O2B
DURODYNE ACCESSORIES:27180 | MF70 PORTABLE PINSPOTTER | Uncategorized | DURO DYNE CORP | 0
DURODYNE ACCESSORIES:27187 | PBF70 PINSPOTTER | Uncategorized | DURO DYNE CORP | 0
DURODYNE ACCESSORIES:272005 | BKP-814 1/4" NEVA-BIND BRACKET ASSEMBLY | Uncategorized | DURO DYNE CORP | 0
DURODYNE ACCESSORIES:28014 | DURODYNE CRANK HANDLE | Uncategorized | DURO DYNE CORP | 0
DURODYNE ACCESSORIES:28089 | RP1 RAPIT DAMPER HANDLE 100/BAG | Uncategorized | DURO DYNE CORP | 0
DURODYNE ACCESSORIES:28100 | SB-138 SB3/8 IN. OPEN BRNG (25) | Uncategorized | DURO DYNE CORP | 100 | Oklahoma City:Unassigned, Tulsa:O3B
DURODYNE ACCESSORIES:28300 | SRP-40 BRACKET (25) | Uncategorized | DURO DYNE CORP | 75 | Tulsa:O3B
DURODYNE ACCESSORIES:28400 | SRP-14 BALL JOINT (25) | Uncategorized | DURO DYNE CORP | 50 | Tulsa:O3B
DURODYNE ACCESSORIES:28401 | BKP-35; SET SCREW FOR SRP-14 BALL JOINT 100/CTN | Uncategorized | DURO DYNE CORP | 1 | Tulsa:O3B
DURODYNE ACCESSORIES:28500 | SP-10 3/8" DIA. LATCH ASSY. | Uncategorized | DURO DYNE CORP | 26 | Tulsa:O3B
DURODYNE ACCESSORIES:28600 | SP-20 1/2" DIA. LATCH ASSY. | Uncategorized | DURO DYNE CORP | 48 | Tulsa:O3B
DURODYNE ACCESSORIES:28601 | CL12 CABLE LOCK (USE WC3 WIRE ROPE) (10) | Uncategorized | DURO DYNE CORP | 511 | Oklahoma City:Unassigned, Tulsa:O1B
DURODYNE ACCESSORIES:28602 | WC3 WIRE ROPE 3/32" X500' (USE CL-12 LOCK) | Uncategorized | DURO DYNE CORP | 6 | Oklahoma City:Unassigned, Tulsa:O1B
DURODYNE ACCESSORIES:28800 | DSP-1 STAPLES | Uncategorized | DURO DYNE CORP | 2 | Oklahoma City:Unassigned, Tulsa:O2B
DURODYNE ACCESSORIES:28803 | SDSA WC3 X 15FT 3/8" SWAGED THREADED STUD USE CL-12 LOCK 10/BAG | Uncategorized | DURO DYNE CORP | 300 | Oklahoma City:Unassigned
DURODYNE ACCESSORIES:28804 | JCL12 CABLE LOCK (USE WC-3 WIRE ROPE) 50/JAR. | Uncategorized | DURO DYNE CORP | 6 | Oklahoma City:Unassigned
DURODYNE ACCESSORIES:28805 | JCL18 CABLE LOCK (USE WC-4 WIRE ROPE) 20/JAR | Uncategorized | DURO DYNE CORP | 6 | Oklahoma City:Unassigned
DURODYNE ACCESSORIES:28807 | 3/8 X 2-1/4" WOOD FASTENER (USE SDSA WC-3 CABLE & CL-12 LOCK) 25/BAG | Uncategorized | DURO DYNE CORP | 1 | Oklahoma City:Unassigned
DURODYNE ACCESSORIES:288071 | 3/8 X 1-1/2" STEEL FASTNER (USE SDSA WC-3 CABLE & CL-12 LOCK) 25/BAG | Uncategorized | DURO DYNE CORP | 2 | Oklahoma City:Unassigned
DURODYNE ACCESSORIES:28809 | JCL90 BRACKET LOCK (USE WC--3 WIRE ROPE) 30/JAR | Uncategorized | DURO DYNE CORP | 9 | Oklahoma City:Unassigned
DURODYNE ACCESSORIES:288100 | CL18 / WC4 CONTRACTOR PACK -- (2 RL CL4 WIRE ROPE, 200 CL-18 LOCKS, CUTTER & SELF DESPENSING LID) | Uncategorized | DURO DYNE CORP | 1 | Oklahoma City:Unassigned
DURODYNE ACCESSORIES:28813 | WC3 X 15FT WEDGE ANCHOR (USE CL-12 LOCK) (10) | Uncategorized | DURO DYNE CORP | 20 | Oklahoma City:Unassigned
DURODYNE ACCESSORIES:28815 | CL23 CABLE LOCK (USE WC-6 WIRE ROPE) (10) | Uncategorized | DURO DYNE CORP | 454 | Oklahoma City:Unassigned, Tulsa:O1B
DURODYNE ACCESSORIES:28816 | WC4 WIRE ROPE 1/8" X500' (USE CL-18 LOCK) | Uncategorized | DURO DYNE CORP | 10 | Oklahoma City:Unassigned, Tulsa:O1B
DURODYNE ACCESSORIES:28818 | USEA-516 RAPIT SLIDE EXTENSION | Uncategorized | DURO DYNE CORP | 960 | Oklahoma City:Unassigned, Tulsa:O2B
DURODYNE ACCESSORIES:28819 | KS-145L 1/4 DIAL SET-LONG | Uncategorized | DURO DYNE CORP | 200 | Tulsa:O2B
DURODYNE ACCESSORIES:28820 | DOMRL12 1/2 DYN-O-LOC 250 | Uncategorized | DURO DYNE CORP | 5 | Oklahoma City:Unassigned, Tulsa:O2B
DURODYNE ACCESSORIES:28821 | DOMRL34 3/4 DYN-O-LOC 250 | Uncategorized | DURO DYNE CORP | 5 | Oklahoma City:Unassigned, Tulsa:O2B
DURODYNE ACCESSORIES:28821-INS | SN34-250 - 3/4" DYN-O-LOC SPRING NUT INSERT ONLY "FOR DOMRL34" (250) | Uncategorized | DURO DYNE CORP | 3 | Tulsa:O3B
DURODYNE ACCESSORIES:28822 | CL18 CABLE LOCK (USE WC-4 WIRE ROPE) (1/8") | Uncategorized | DURO DYNE CORP | 650 | Oklahoma City:Unassigned, Tulsa:O1B
DURODYNE ACCESSORIES:28823 | WC6 WIRE ROPE 3/16" X 250' (USE CL-23 LOCK) | Uncategorized | DURO DYNE CORP | 17 | Oklahoma City:Unassigned, Tulsa:O1B
DURODYNE ACCESSORIES:28824 | KVFDM / CL-12 BRKT ASSY (USE WITH WC3 WIRE ROPE)(10/pk) | Uncategorized | DURO DYNE CORP | 199 | Oklahoma City:Unassigned, Tulsa:O1B
DURODYNE ACCESSORIES:28826 | HPH116 (1-1/6" X 3') PIANO HINGE (25) | Uncategorized | DURO DYNE CORP | 2 | Tulsa:O4B
DURODYNE ACCESSORIES:28827 | HPH112 (1-1/2" X 3') PIANO HINGE (25) | Uncategorized | DURO DYNE CORP | 3 | Tulsa:O4B
DURODYNE ACCESSORIES:30145 | 90 DEG X 1/4" EYELET W/ 10' WC3-12 WIRE ROPE; 25 - 150 LBS. | Uncategorized | DURO DYNE CORP | 130 | Tulsa:EW2
DURODYNE ACCESSORIES:30146 | 90 DEG X 1/4" EYELET W/ 15' WC3-12 WIRE ROPE; 25 - 150 LBS. | Uncategorized | DURO DYNE CORP | 110 | Oklahoma City:Unassigned, Tulsa:EW2
DURODYNE ACCESSORIES:30147 | 90 DEG X 1/4" EYELET W/ 25' WC3-CL12 WIRE ROPE; 25 - 150 LBS. | Uncategorized | DURO DYNE CORP | 65 | Tulsa:EW2
DURODYNE ACCESSORIES:31021 | CL12 / WC3 CONTRACTOR PACK - (2 RL WC-3 WIRE ROPE, 200 CL-12 LOCKS, CUTTER & SELF DESPENSING LID.) | Uncategorized | DURO DYNE CORP | 0
DURODYNE ACCESSORIES:35018 | CABLE OP DAMPER -WALL SPRING BOX RECTANGULAR (OBD) | Uncategorized | DURO DYNE CORP | 2 | Oklahoma City:Unassigned
DURODYNE ACCESSORIES:428058 | NYLON ROLLER | Uncategorized | DURO DYNE CORP | 0
DURODYNE ACCESSORIES:5153 | PAG SPRAY GUN WITH TIP | Uncategorized | DURO DYNE CORP | 0
DURODYNE ACCESSORIES:53026 | 6" X 15' CABLE OP DAMPER - INTERNAL | Uncategorized | DURO DYNE CORP | 12 | Oklahoma City:Unassigned
DURODYNE ACCESSORIES:53038 | 8" X 15' CABLE OP DAMPER - INTERNAL | Uncategorized | DURO DYNE CORP | 5 | Oklahoma City:Unassigned
DURODYNE ACCESSORIES:53050 | 10" X 15' CABLE OP DAMPER - INTERNAL | Uncategorized | DURO DYNE CORP | 18 | Oklahoma City:Unassigned
DURODYNE ACCESSORIES:53056 | 12" X 15' CABLE OP DAMPER- INTERNAL | Uncategorized | DURO DYNE CORP | 3 | Oklahoma City:Unassigned
DURODYNE ACCESSORIES:53126 | 6" X 15' CABLE OP DAMPER- EXTERNAL | Uncategorized | DURO DYNE CORP | 14 | Oklahoma City:Unassigned
DURODYNE ACCESSORIES:53135 | 8"X 5' CABLE OP DAMPER- EXTERNAL | Uncategorized | DURO DYNE CORP | 3 | Oklahoma City:Unassigned
DURODYNE ACCESSORIES:53138 | 8" X 15' CABLE OP DAMPER- EXTERNAL | Uncategorized | DURO DYNE CORP | 19 | Oklahoma City:Unassigned
DURODYNE ACCESSORIES:53150 | 10" X 15' CABLE OP DAMPER - EXTERNAL | Uncategorized | DURO DYNE CORP | 5 | Oklahoma City:Unassigned
DURODYNE ACCESSORIES:53156 | 12" X 15' CABLE OP. DAMPER - EXTERNAL | Uncategorized | DURO DYNE CORP | 2 | Oklahoma City:Unassigned
DURODYNE ACCESSORIES:53256 | 12" RD GEAR DRIVEN DAMPER- INTERNAL 15' CABLE | Uncategorized | DURO DYNE CORP | 0
DURODYNE ACCESSORIES:72451 | BGT100 1" BANGERS 1,000 per ctn. | Uncategorized | DURO DYNE CORP | 2 | Tulsa:O3D
DURODYNE ACCESSORIES:72600 | PC-1 SPOTTER CLIPS 1M. | Uncategorized | DURO DYNE CORP | 4 | Tulsa:O2B
DURODYNE ACCESSORIES:72893 | FTC-200 ECONO POINTS 3M | Uncategorized | DURO DYNE CORP | 2 | Tulsa:O4D
DURODYNE ACCESSORIES:8008 | SRC380 3/8 CONCEALED REGULATOR | Uncategorized | DURO DYNE CORP | 4 | Oklahoma City:Unassigned
DURODYNE ACCESSORIES:8029 | SB-112. 1/2 IN. OPEN END BEARING . | Uncategorized | DURO DYNE CORP | 25 | Oklahoma City:Unassigned
DURODYNE ACCESSORIES:8064 | KL-7R 1/2" RD QUADRANT 100 | Uncategorized | DURO DYNE CORP | 105 | Oklahoma City:Unassigned, Tulsa:O4D
DURODYNE ACCESSORIES:8186 | DCS516 CONTROL SWIVEL | Uncategorized | DURO DYNE CORP | 0
DURODYNE ACCESSORIES:8272 | KR-3SS 3/8" STAINLESS DIAL REGULATOR | Uncategorized | DURO DYNE CORP | 20 | Tulsa:O4C
DURODYNE ACCESSORIES:DUDU | K2 1/4" DIAL REG SQ | Uncategorized | DURO DYNE CORP | 60 | Tulsa:O4C
DURODYNE ACCESSORIES:ILS - 383450 | 3/4" INS. 3/8 LL, 3/4 SL x 50' DURO - LINE SET | Uncategorized | DURO DYNE CORP | 5 | Oklahoma City:Transfer-Tulsa
DURODYNE ACCESSORIES:ILS - 385850 | 3/4" INS. 3/8 LL, 5/8 SL X 50' DURO - LINE SET | Uncategorized | DURO DYNE CORP | 5 | Oklahoma City:Unassigned, Tulsa:Unassigned
DURODYNE ACCESSORIES:ILS - 387850 | 3/4" INS, 3/8 LL, 7/8 SL X 50' DURO - LINE SET | Uncategorized | DURO DYNE CORP | 5 | Oklahoma City:Transfer-Tulsa
DURODYNE SPARE PARTS | DO NOT USE - ITEM CATEGORY | Uncategorized |  | 0
DURODYNE SPARE PARTS:17134 | UNIVERSAL SHORT SHAFT EXTENSION KIT | Uncategorized | DURO DYNE CORP | 1 | Tulsa:SP3
DURODYNE SPARE PARTS:17140 | FG WLD ACTIVATOR+POTEN -NEW | Uncategorized | DURO DYNE CORP | 1 | Tulsa:SP2
DURODYNE SPARE PARTS:17231 | RH DWELL CYL (D19883-A-5) | Uncategorized | DURO DYNE CORP | 1 | Tulsa:SP2
DURODYNE SPARE PARTS:17236 | MACHINE CYL BRACKET | Uncategorized | DURO DYNE CORP | 2 | Tulsa:SP1
DURODYNE SPARE PARTS:17266 | RH FEED CHANNEL | Uncategorized | DURO DYNE CORP | 1 | Tulsa:SP3
DURODYNE SPARE PARTS:17289 | RH LOCKING KNOB | Uncategorized | DURO DYNE CORP | 1 | Tulsa:SP3
DURODYNE SPARE PARTS:17316 | 17316 FG FEED SOLENOID OLD STYLE | Uncategorized | DURO DYNE CORP | 0
DURODYNE SPARE PARTS:17321 | DWELL SOLENOID FOR FG1 | Uncategorized | DURO DYNE CORP | 1 | Tulsa:SP2
DURODYNE SPARE PARTS:17323 | FG 1ST PULSE SHORT CYCLE RELAY | Uncategorized | DURO DYNE CORP | 1 | Tulsa:SP3
DURODYNE SPARE PARTS:17332 | FG VIBRATOR SENSE SWITCH | Uncategorized | DURO DYNE CORP | 2 | Tulsa:SP3
DURODYNE SPARE PARTS:17342 | FG VIBRATOR BASE SPRINGS 9PK | Uncategorized | DURO DYNE CORP | 2 | Tulsa:SP3
DURODYNE SPARE PARTS:17347 | FG FEED CHANNEL | Uncategorized | DURO DYNE CORP | 1 | Tulsa:SP1
DURODYNE SPARE PARTS:17348 | 17348 FEED CHANNEL PLATE | Uncategorized | DURO DYNE CORP | 1 | Tulsa:SP3
DURODYNE SPARE PARTS:17349 | FG FEED TRACK SENSOR | Uncategorized | DURO DYNE CORP | 1 | Tulsa:SP3
DURODYNE SPARE PARTS:17350 | FG NEEDLE VALVE | Uncategorized | DURO DYNE CORP | 1 | Tulsa:SP2
DURODYNE SPARE PARTS:17351 | FG SLIDE PUSHER W/PAWL | Uncategorized | DURO DYNE CORP | 2 | Tulsa:SP3
DURODYNE SPARE PARTS:17355 | QUICK EXHAUST VALVE | Uncategorized | DURO DYNE CORP | 1 | Tulsa:SP3
DURODYNE SPARE PARTS:17356 | FG ADJ MUFFLER | Uncategorized | DURO DYNE CORP | 6 | Tulsa:SP1
DURODYNE SPARE PARTS:17359 | UNIV BRKT INSULATOR W/SCREW | Uncategorized | DURO DYNE CORP | 5 | Tulsa:SP1
DURODYNE SPARE PARTS:17361 | FG WELD CABLE RETAINER | Uncategorized | DURO DYNE CORP | 0
DURODYNE SPARE PARTS:17362 | FG DWELL CYL (D19883-A4) | Uncategorized | DURO DYNE CORP | 1 | Tulsa:SP2
DURODYNE SPARE PARTS:17363 | FG DWELL REED SWITCH | Uncategorized | DURO DYNE CORP | 4 | Tulsa:SP2
DURODYNE SPARE PARTS:17364 | FG FEED CYL (MRS-092-DZ) | Uncategorized | DURO DYNE CORP | 3 | Tulsa:SP2
DURODYNE SPARE PARTS:17376 | FG MANDREL | Uncategorized | DURO DYNE CORP | 3 | Tulsa:SP2
DURODYNE SPARE PARTS:17381 | FG HAND GUN AND GROUND SET | Uncategorized | DURO DYNE CORP | 0
DURODYNE SPARE PARTS:17390 | DWELL CYL MTG NUT | Uncategorized | DURO DYNE CORP | 2 | Tulsa:SP3
DURODYNE SPARE PARTS:18031 | FG/RH UPPER WELD PLATES 5 PK NPUWP #18031 (OLD PART # 17189) | Uncategorized | DURO DYNE CORP | 7 | Oklahoma City:Unassigned, Tulsa:SP1
DURODYNE SPARE PARTS:18032 | FG/RH LOWER WELD PLATES (5 PK) NPLWP #18032 (OLD PART #17190) | Uncategorized | DURO DYNE CORP | 6 | Oklahoma City:Unassigned, Tulsa:SP1
DURODYNE SPARE PARTS:18033 | NPUWT FG/RH UPPER WELD TIP ASSY | Uncategorized | DURO DYNE CORP | 5 | Oklahoma City:Unassigned, Tulsa:SP1
DURODYNE SPARE PARTS:18034 | FG/RH LOWER WELD TIP ASSEMBLY...NPLWT #18034 (OLD PART #17192) | Uncategorized | DURO DYNE CORP | 6 | Oklahoma City:Unassigned, Tulsa:SP1
DURODYNE SPARE PARTS:18035 | 18035 MPTP9 MF/PBF WELD TIP KIT | Uncategorized | DURO DYNE CORP | 2 | Tulsa:SP1
DURODYNE SPARE PARTS:18056 | RH MACH LOCKING KNOB | Uncategorized | DURO DYNE CORP | 1 | Tulsa:SP3
DURODYNE SPARE PARTS:27087 | CCD WELD GUN COMPLETE CABLE REPLACEMENT (FOR CCD-110N) | Uncategorized | DURO DYNE CORP | 0
DURODYNE SPARE PARTS:27099 | UWG TRIGGER SWITCH-NO LEADS | Uncategorized | DURO DYNE CORP | 1 | Tulsa:SP3
DURODYNE SPARE PARTS:27101 | UWG TAPERED ADAPTER | Uncategorized | DURO DYNE CORP | 1 | Tulsa:SP3
DURODYNE SPARE PARTS:27231 | 27231 MF/PBF ELECTRODE ASSY. | Uncategorized | DURO DYNE CORP | 1 | Tulsa:SP1
DURODYNE SPARE PARTS:27245 | MF/PBF GUN SWITCH | Uncategorized | DURO DYNE CORP | 1 | Tulsa:SP1
DURODYNE SPARE PARTS:27275 | 27275 UWG10 UNIVERSAL WELD GUN 10FT | Uncategorized | DURO DYNE CORP | 0
DURODYNE SPARE PARTS:28009 | 28009 LSB LS REPLACEMENT BLADE | Uncategorized | DURO DYNE CORP | 1 | Tulsa:TC1
DURODYNE SPARE PARTS:39066 | 39066 PLS SENDING LAMP | Uncategorized | DURO DYNE CORP | 0
DURODYNE SPARE PARTS:39090 | PLS CROSS CUT INTERLOCK | Uncategorized | DURO DYNE CORP | 0
DURODYNE SPARE PARTS:39268 | PLS CONTROL MODULE PLEXI COVER | Uncategorized | DURO DYNE CORP | 0
DURODYNE SPARE PARTS:39338 | FGMH TIP RETAINER BLOCK | Uncategorized | DURO DYNE CORP | 3 | Tulsa:SP2
DURODYNE SPARE PARTS:39353 | 39353 FGMH/RH/FG ANITIFRICTION STRIP | Uncategorized | DURO DYNE CORP | 1 | Tulsa:SP2
DURODYNE SPARE PARTS:39359 | 39359 FEED CHANNEL SPACER | Uncategorized | DURO DYNE CORP | 1 | Tulsa:SP1
DURODYNE SPARE PARTS:44026 | 44026 MACH I&II WELD POTENTIOMETER | Uncategorized | DURO DYNE CORP | 2 | Tulsa:SP2
DURODYNE SPARE PARTS:44057 | UNIVERSAL INSULATED BRKT A | Uncategorized | DURO DYNE CORP | 2 | Tulsa:SP3
DURODYNE SPARE PARTS:44090 | 44090 FG/RH MACH VIBRATOR CONTROL RELAY BOARD ASSY. | Uncategorized | DURO DYNE CORP | 1 | Tulsa:SP2
DURODYNE SPARE PARTS:44127 | LINE CORD KIT | Uncategorized | DURO DYNE CORP | 0
FILTERS | DO NOT USE - ITEM CATEGORY | Uncategorized |  | 0
FILTERS:106901P | 16 X 25 X 1 PLEATED FILTER | Uncategorized | OK FILTER COMPANY | 28 | Tulsa:O9A
FILTERS:106902P | 16x25x2 Pleated Filter | Uncategorized | OK FILTER COMPANY | 0
FILTERS:106925P | 12 X 12 X 1 PLEATED FILTER | Uncategorized | OK FILTER COMPANY | 24 | Tulsa:O9A
FILTERS:10700P | 12 X 20 X 1 PLEATED FILTER | Uncategorized | OK FILTER COMPANY | 11 | Oklahoma City:Unassigned
FILTERS:107100P | 12 X 24 X 1 PLEATED FILTER | Uncategorized | OK FILTER COMPANY | 50 | Tulsa:O9A
FILTERS:10710P | 12 X 22 X 1 PLEATED FILTER | Uncategorized | OK FILTER COMPANY | 0
FILTERS:107150P | 12 X 31 X 1 PLEATED FILTER | Uncategorized | OK FILTER COMPANY | 0
FILTERS:10730P | 12 X 28 X 1 PLEATED FILTER | Uncategorized | OK FILTER COMPANY | 0
FILTERS:107350P | 14 X 14 X 1 PLEATED FILTER | Uncategorized | OK FILTER COMPANY | 12 | Tulsa:O9A
FILTERS:107500P | 14 X 24 X 1 PLEATED FILTER | Uncategorized | OK FILTER COMPANY | 68 | Oklahoma City:Unassigned, Tulsa:O9A
FILTERS:107700P | 14 X 30 X 1 PLEATED FILTER | Uncategorized | OK FILTER COMPANY | 27 | Tulsa:O9A
FILTERS:10790P | 12 X 18 X 1 PLEATED FILTER | Uncategorized | OK FILTER COMPANY | 0
FILTERS:10791P | 18 X 22 X1 PLEATED FILTER | Uncategorized | OK FILTER COMPANY | 0
FILTERS:10792P | 18 X 24 X 1 PLEATED FILTER | Uncategorized | OK FILTER COMPANY | 0
FILTERS:108500P | 20 X 20 X 1 PLEATED FILTER | Uncategorized | OK FILTER COMPANY | 15 | Tulsa:O9A
FILTERS:108520P | 20 X 20 X 2 PLEATED FILTER | Uncategorized | OK FILTER COMPANY | 4 | Oklahoma City:Unassigned
FILTERS:108540P | 24 X 24 X 4 PLEATED FILTER | Uncategorized | OK FILTER COMPANY | 0
FILTERS:108549 | 20 X 24 PANEL FILTER | Uncategorized | OK FILTER COMPANY | 0
FILTERS:108652 | 20 X 24 X 2 PLEATED FILTER | Uncategorized | OK FILTER COMPANY | 0
FILTERS:108653 | 12 X 24 X 2 PLEATED FILTER | Uncategorized | OK FILTER COMPANY | 0
FILTERS:108654 | 24 X 24 X 2 PLEATED FILTER | Uncategorized | OK FILTER COMPANY | 4 | Tulsa:O6A
FILTERS:108655 | 16 X 20 X 2 PLEATED FILTER | Uncategorized | OK FILTER COMPANY | 0
FILTERS:108656 | 20 X 20 X 2 PLEATED FILTER | Uncategorized | OK FILTER COMPANY | 0
FILTERS:108665 | 16 X 24 X 2 PLEATED FILTER | Uncategorized | OK FILTER COMPANY | 0
FILTERS:108700P | 20 X 25 X 1 PLEATED FILTER | Uncategorized | OK FILTER COMPANY | 2 | Oklahoma City:Unassigned
FILTERS:109000P | 24 X 24 X 1 PLEATED FILTER | Uncategorized | OK FILTER COMPANY | 13 | Tulsa:O9A
FILTERS:109700 | 1 X 30 X 20' SERVICE ROLL | Uncategorized | OK FILTER COMPANY | 3 | Tulsa:OVERFLOW
FILTERS:109701 | 60" x 100' HP 400' SERVICE ROLL | Uncategorized | OK FILTER COMPANY | 0
FILTERS:16201 | 16 X 20 X 1 PLEATED FILTER | Uncategorized | OK FILTER COMPANY | 4 | Oklahoma City:Unassigned
FILTERS:2025028 | 20 X 25 X 2 PLEATED FILTER | Uncategorized | OK FILTER COMPANY | 0
FILTERS:2030028 | 20 X 30 X 2 PLEATED FILTER | Uncategorized | OK FILTER COMPANY | 0
FILTERS:Z131212 | 12 X 12 X 3 MERV 13 FILTER FOR 1" FRAME | Uncategorized | ZEPHYR | 6 | Oklahoma City:Unassigned
FILTERS:Z131224 | 12 X 24 X 3 MERV 13 FILTER FOR 1" FRAME | Uncategorized | ZEPHYR | 12 | Oklahoma City:Unassigned
FILTERS:Z131414 | 14 X 14 X 3 MERV 13 FILTER FOR 1" FRAME | Uncategorized | ZEPHYR | 12 | Oklahoma City:Unassigned
FILTERS:Z131424 | 14 X 24 X 3 MERV 13 FILTER FOR 1" FRAME | Uncategorized | ZEPHYR | 12 | Oklahoma City:Unassigned
FILTERS:Z131430 | 14 X 30 X 3 MERV 13 FILTER FOR 1" FRAME | Uncategorized | ZEPHYR | 8 | Oklahoma City:Unassigned
FILTERS:Z131625 | 16 X 25 X 3 MERV 13 FILTER FOR 1" FRAME | Uncategorized | ZEPHYR | 12 | Oklahoma City:Unassigned
FILTERS:Z132020 | 20 X 20 X 3 MERV 13 FILTER FOR 1" FRAME | Uncategorized | ZEPHYR | 12 | Oklahoma City:Unassigned
FILTERS:Z132025 | 20 X 25 X 3 MERV 13 FILTER FOR 1" FRAME | Uncategorized | ZEPHYR | 11 | Oklahoma City:Unassigned
FILTERS:Z132424 | 24 X24 X 3 MERV 13 FILTER FOR 1" FRAME | Uncategorized | ZEPHYR | 12 | Oklahoma City:Unassigned
FLEX DUCT | DO NOT USE - ITEM CATEGORY | Uncategorized |  | 0
FLEX DUCT:27806 | 6" X 5' #010 R6 SLEEVES | Uncategorized | ATCO RUBBER PRODUCTS, INC | 160 | Tulsa:C06B
FLEX DUCT:27808 | 8" X 5' #010 R6 SLEEVES | Uncategorized | ATCO RUBBER PRODUCTS, INC | 130 | Tulsa:C06B
FLEX DUCT:27810 | 10" X 5' #010 R6 SLEEVES | Uncategorized | ATCO RUBBER PRODUCTS, INC | 80 | Tulsa:C06A
FLEX DUCT:27812 | 12" X 5' #010 R6 SLEEVES | Uncategorized | ATCO RUBBER PRODUCTS, INC | 190 | Tulsa:C06A
FLEX DUCT:27814 | 14" X 5' #010 R6 SLEEVES | Uncategorized | ATCO RUBBER PRODUCTS, INC | 105 | Tulsa:C06A
FLEX DUCT:28804 | 4" X 25' #050 NIS FLEX DUCT SILVER (25) | Uncategorized | ATCO RUBBER PRODUCTS, INC | 975 | Oklahoma City:Unassigned, Tulsa:A00B
FLEX DUCT:28806 | 6" X 25' #050 NIS FLEX DUCT SILVER (25) | Uncategorized | ATCO RUBBER PRODUCTS, INC | 400 | Oklahoma City:Unassigned, Tulsa:A00B
FLEX DUCT:28808 | 8" X 25' #050 NIS FLEX DUCT SILVER (25) | Uncategorized | ATCO RUBBER PRODUCTS, INC | 750 | Oklahoma City:Unassigned, Tulsa:A00B
FLEX DUCT:28810 | 10" X 25' #050 NIS FLEX DUCT SILVER (25) | Uncategorized | ATCO RUBBER PRODUCTS, INC | 450 | Oklahoma City:Unassigned, Tulsa:A00B
FLEX DUCT:28812 | 12" X 25' #050 NIS FLEX DUCT SILVER (25) | Uncategorized | ATCO RUBBER PRODUCTS, INC | 250 | Oklahoma City:Unassigned, Tulsa:A00B
FLEX DUCT:28814 | 14" X 25' #050 NIS FLEX DUCT SILVER (25) | Uncategorized | ATCO RUBBER PRODUCTS, INC | 200 | Tulsa:A00B
FLEX DUCT:29050 | 4" X 25' #036 R6 FLEX DUCT SILVER (25) | HVAC ITEMS:HVAC - MOST COMMON | ATCO RUBBER PRODUCTS, INC | 850 | Oklahoma City:Unassigned, Tulsa:D04B
FLEX DUCT:290508 | 4" X 25' #031 R8 FLEX DUCT SILVER (25) | Uncategorized | ATCO RUBBER PRODUCTS, INC | 700 | Oklahoma City:Unassigned, Tulsa:D06C
FLEX DUCT:29051 | 5" X 25' #036 R6 FLEX DUCT SILVER (25) | HVAC ITEMS:HVAC - MOST COMMON | ATCO RUBBER PRODUCTS, INC | 475 | Oklahoma City:Unassigned, Tulsa:D04B
FLEX DUCT:29051MKE6 | 5" X 25' MKE R6 FLEX DUCT (25) | Uncategorized | FLEXIBLE TECHNOLOGIES dba THERMAFLEX | 325 | Oklahoma City:Unassigned
FLEX DUCT:29101 | 6" X 25' #036 R6 FLEX DUCT SILVER (25) | HVAC ITEMS:HVAC - MOST COMMON | ATCO RUBBER PRODUCTS, INC | 475 | Oklahoma City:Unassigned, Tulsa:D04C
FLEX DUCT:291018 | 6" X 25' #031 R8 FLEX DUCT SILVER (25) | Uncategorized | ATCO RUBBER PRODUCTS, INC | 375 | Oklahoma City:Unassigned, Tulsa:D06C
FLEX DUCT:29101MKE6 | 6" X 25' MKE R6 FLEX DUCT (25) | Uncategorized | FLEXIBLE TECHNOLOGIES dba THERMAFLEX | 575 | Oklahoma City:Unassigned
FLEX DUCT:29201 | 7" X 25' #036 R6 FLEX DUCT SILVER (25) | Uncategorized | ATCO RUBBER PRODUCTS, INC | 650 | Tulsa:D04D
FLEX DUCT:29201MKE6 | 7" X 25' MKE R6 FLEX DUCT (25) | Uncategorized | FLEXIBLE TECHNOLOGIES dba THERMAFLEX | 150 | Oklahoma City:Unassigned
FLEX DUCT:29301 | 8" X 25' #036 R6 FLEX DUCT SILVER (25) | HVAC ITEMS:HVAC - MOST COMMON | ATCO RUBBER PRODUCTS, INC | 3075 | Oklahoma City:Unassigned, Tulsa:D04D
FLEX DUCT:293018 | 8" X 25' #031 R8 FLEX DUCT SILVER (25) | Uncategorized | ATCO RUBBER PRODUCTS, INC | 525 | Oklahoma City:Unassigned, Tulsa:D06D
FLEX DUCT:29301MKE6 | 8" X 25' MKE R6 FLEX DUCT (25) | Uncategorized | FLEXIBLE TECHNOLOGIES dba THERMAFLEX | 50 | Oklahoma City:Unassigned
FLEX DUCT:29401 | 9" X 25' #036 R6 FLEX DUCT SILVER (25) | Uncategorized | ATCO RUBBER PRODUCTS, INC | 175 | Tulsa:D05D
FLEX DUCT:29501 | 10" X 25' #036 R6 FLEX DUCT SILVER (25) | HVAC ITEMS:HVAC - MOST COMMON | ATCO RUBBER PRODUCTS, INC | 2350 | Oklahoma City:Unassigned, Tulsa:D05D
FLEX DUCT:295018 | 10" X 25' #031 R8 FLEX DUCT SILVER (25) | Uncategorized | ATCO RUBBER PRODUCTS, INC | 1550 | Oklahoma City:Unassigned, Tulsa:D06D
FLEX DUCT:29501MKE6 | 10" X 25' MKE R6 FLEX DUCT (25) | Uncategorized | FLEXIBLE TECHNOLOGIES dba THERMAFLEX | 25 | Oklahoma City:Unassigned
FLEX DUCT:29601 | 12" X 25' #036 R6 FLEX DUCT SILVER (25) | HVAC ITEMS:HVAC - MOST COMMON | ATCO RUBBER PRODUCTS, INC | 1300 | Oklahoma City:Unassigned, Tulsa:D05D
FLEX DUCT:296018 | 12" X 25' #031 R8 FLEX DUCT SILVER (25) | Uncategorized | ATCO RUBBER PRODUCTS, INC | 1825 | Oklahoma City:Unassigned, Tulsa:D06B
FLEX DUCT:29601MKE6 | 12" X 25' MKE R6 FLEX DUCT (25) | Uncategorized | FLEXIBLE TECHNOLOGIES dba THERMAFLEX | 0
FLEX DUCT:29701 | 14" X 25' #036 R6 FLEX DUCT SILVER (25) | HVAC ITEMS:HVAC - MOST COMMON | ATCO RUBBER PRODUCTS, INC | 500 | Oklahoma City:Unassigned, Tulsa:D05C
FLEX DUCT:297018 | 14" X 25' #031 R8 FLEX DUCT SILVER (25) | Uncategorized | ATCO RUBBER PRODUCTS, INC | 825 | Oklahoma City:Unassigned, Tulsa:D06B
FLEX DUCT:29801 | 16" X 25' #036 R6 FLEX DUCT SILVER (25) | HVAC ITEMS:HVAC - MOST COMMON | ATCO RUBBER PRODUCTS, INC | 750 | Oklahoma City:Unassigned, Tulsa:D05B
FLEX DUCT:298018 | 16" X 25' #031 R8 FLEX DUCT SILVER (25) | Uncategorized | ATCO RUBBER PRODUCTS, INC | 400 | Oklahoma City:Unassigned, Tulsa:D06D
FLEX DUCT:29901 | L-36-175-LB CABLE TIE UV BLK (10 Bags per Box) | Uncategorized | CABLE TIE EXPRESS, LLC | 647 | Oklahoma City:Unassigned, Tulsa:D01E
FLEX DUCT:29907 | 3" X 10' #1402 ALUMINUM FLEX DUCT (10) | Uncategorized | M&M MANUFACTURING | 40 | Tulsa:C05C
FLEX DUCT:29908 | 4" X 10' #1402 ALUMINUM FLEX DUCT (10) | Uncategorized | M&M MANUFACTURING | 380 | Tulsa:C05C
FLEX DUCT:29909 | 6" X 8' #020 ALUMINUM FLEX DUCT (8) | Uncategorized | ATCO RUBBER PRODUCTS, INC | 136 | Tulsa:C05C
FLEX DUCT:29910 | 8" X 8' #020 ALUMINUM FLEX DUCT | Uncategorized | ATCO RUBBER PRODUCTS, INC | 56 | Tulsa:C05C
FLEX DUCT:29911 | 18" X 25' #036 R6 FLEX DUCT SILVER (25) | HVAC ITEMS:HVAC - MOST COMMON | ATCO RUBBER PRODUCTS, INC | 525 | Oklahoma City:Unassigned, Tulsa:D05A
FLEX DUCT:299118 | 18" X 25' #031 R8 FLEX DUCT SILVER (25) | Uncategorized | ATCO RUBBER PRODUCTS, INC | 250 | Oklahoma City:Unassigned
FLEX DUCT:29912 | 20" X 25' #036 R6 FLEX DUCT SILVER (25) | HVAC ITEMS:HVAC - MOST COMMON | ATCO RUBBER PRODUCTS, INC | 250 | Oklahoma City:Unassigned, Tulsa:D06D
FLEX DUCT:299128 | 20" X 25' #031 R8 FLEX DUCT SILVER (25) | Uncategorized | ATCO RUBBER PRODUCTS, INC | 125 | Oklahoma City:Unassigned
FLEX DUCT:29913 | 10" X 8' #020 ALUMINUM FLEX DUCT | Uncategorized | ATCO RUBBER PRODUCTS, INC | 104 | Oklahoma City:Unassigned, Tulsa:C05B
FLEX DUCT:29915 | 3" X 300'FT SILVER NOVA STRAP (NS300S) | Uncategorized | DURO DYNE CORP | 22 | Oklahoma City:Unassigned
FLEX DUCT:29916 | 14" X 8' #017 ALUMINUM FLEX DUCT | Uncategorized | ATCO RUBBER PRODUCTS, INC | 16 | Tulsa:C05B
FLEX DUCT:29917 | 12" X 8' #020 ALUMINUM FLEX DUCT (8) | Uncategorized | ATCO RUBBER PRODUCTS, INC | 8 | Tulsa:C05A
GRILL, REGISTER | DO NOT USE - ITEM CATEGORY | Uncategorized |  | 0
GRILL, REGISTER:1212WAMD | 12"X12' WAMD 12 X 12 REGISTER WHITE, NO DAMPER | Uncategorized | AIR SYSTEM COMPONENTS - RELIABLE | 0
GRILL, REGISTER:126164 | 12 X 6 #164 BASEBOARD REGISTER W/MS DAMPER | Uncategorized | SELKIRK | 0
GRILL, REGISTER:126170 | 12 X 6 LOUVER FACED RETURN AIR GRILLE WHT | Uncategorized | SELKIRK | 0
GRILL, REGISTER:128170 | 12 X 8 LOUVER FACED RETURN AIR GRILLE WHT | Uncategorized | SELKIRK | 0
GRILL, REGISTER:146171 | 14 X 6 #171 BASEBOARD RETURN GRILLE | Uncategorized | SELKIRK | 0
GRILL, REGISTER:165WG1VM | 16 X 5 BAR FACED FLUSH MOUNT, SINGLE DEFLECTION, VERTICAL BLADE SUPPLY REGISTER W/ MULTI-SHUTTER DAMPER - WHITE | Uncategorized | AIR SYSTEM COMPONENTS - RELIABLE | 0
GRILL, REGISTER:1702424 | 24 X 24 LOUVER FACED RETURN AIR GRILLE WHT | Uncategorized | SELKIRK | 3 | Tulsa:O8D
GRILL, REGISTER:2020GAG5FTBW | 2' X 2' 1/2" EGG CRATE LAY IN RETURN FILTER GRILLE WHITE | Uncategorized | AIR SYSTEM COMPONENTS - RELIABLE | 0
GRILL, REGISTER:204GFX | 20 X 4 BAR FACED FLUSH MOUNT, RETURN AIR GRILLE SATIN ANNOZIED (21-3/4" X 5-3/4" O.D.) | Uncategorized | AIR SYSTEM COMPONENTS - RELIABLE | 0
GRILL, REGISTER:20X20 W-GFXF-TB | 2' X 2' BAR FACED LAY IN RETURN AIR FILTER GRILLE WHT | Uncategorized | AIR SYSTEM COMPONENTS - RELIABLE | 0
GRILL, REGISTER:2222WGAG5TB | 2' X 2' 1/2" EGGCRATE RETURN AIR GRILLE WHT | Uncategorized | AIR SYSTEM COMPONENTS - RELIABLE | 0
GRILL, REGISTER:22300 | 14" 2' X 2' LAY-IN 3 CONE SUPPLY DIFFUSER W/I&D WHT | Uncategorized | SELKIRK | 7 | Tulsa:F01A
GRILL, REGISTER:22x22 W-GFX-TB | 2' X 2' BAR FACED LAY IN RETURN AIR GRILLE WHT | Uncategorized | AIR SYSTEM COMPONENTS - RELIABLE | 0
GRILL, REGISTER:246171 | 24 X 6 BASEBOARD RETURN AIR GRILLE WHT | Uncategorized | SELKIRK | 3 | Tulsa:O7C
GRILL, REGISTER:24X48WGAG5BLK | 24 X 48 EGGCRATE GRILLE -BLACK | Uncategorized | AIR SYSTEM COMPONENTS - RELIABLE | 0
GRILL, REGISTER:36700 | 12 X 12 LOUVER FACED RETURN AIR GRILLE WHT | Uncategorized | SELKIRK | 1 | Tulsa:O8D
GRILL, REGISTER:37200 | 14 X 14 LOUVER FACED RETURN AIR GRILLE WHT | Uncategorized | SELKIRK | 4 | Tulsa:O8D
GRILL, REGISTER:39100 | 20 X 20 LOUVER FACED RETURN AIR GRILLE WHT | Uncategorized | SELKIRK | 5 | Tulsa:O8D
GRILL, REGISTER:39600 | 24 X 14 LOUVER FACED RETURN AIR GRILLE WHT | Uncategorized | SELKIRK | 3 | Tulsa:O8D
GRILL, REGISTER:39700 | 30 X 14 LOUVER FACED RETURN AIR GRILLE WHT | Uncategorized | SELKIRK | 4 | Tulsa:O8D
GRILL, REGISTER:49400 | 6 X 6 4 WAY LOUVER FACED SUPPLY REGISTER WHT | Uncategorized | SELKIRK | 14 | Tulsa:O7B
GRILL, REGISTER:49500 | 8 X 8 4 WAY LOUVER FACED SUPPLY REGISTER WHT | Uncategorized | SELKIRK | 23 | Oklahoma City:Unassigned, Tulsa:O7B
GRILL, REGISTER:49700 | 10 X 10 4 WAY LOUVER FACED SUPPLY REGISTER WHT | Uncategorized | SELKIRK | 30 | Oklahoma City:Unassigned, Tulsa:O7B
GRILL, REGISTER:49800 | 12 X 12 4 WAY LOUVER FACED SUPPLY REGISTER WHT | Uncategorized | SELKIRK | 11 | Tulsa:O7B
GRILL, REGISTER:49900 | 14 X 14 4 WAY LOUVER FACE SUPPLY REGISTER WHT | Uncategorized | SELKIRK | 4 | Tulsa:O7B
GRILL, REGISTER:50000 | 6 RD RING & DAMPER FOR 2'X2' LAY IN | Uncategorized | SELKIRK | 3 | Tulsa:O8D
GRILL, REGISTER:50100 | 8 RD SUPPLY RIGISTER RING & DAMPER | Uncategorized | SELKIRK | 15 | Tulsa:O8D
GRILL, REGISTER:50200 | 10 RD SUPPLY RIGISTER RING & DAMPER | Uncategorized | SELKIRK | 1 | Tulsa:O8D
GRILL, REGISTER:50500 | 6 RD SUPPLY DIFFUSER WHT | Uncategorized | SELKIRK | 1 | Tulsa:O7D
GRILL, REGISTER:50600 | 8 RD SUPPLY DIFFUSER WHT | Uncategorized | SELKIRK | 14 | Tulsa:O7D
GRILL, REGISTER:50700 | 10 RD SUPPLY DIFFUSER WHT | Uncategorized | SELKIRK | 1 | Tulsa:O7D
GRILL, REGISTER:52423 | 8 X 8 LOUVER FACED RETURN AIR FILTER GRILLE WHT | Uncategorized | SELKIRK | 0
GRILL, REGISTER:52424 | 10 X 10 LOUVER FACED RETURN AIR FILTER GRILLE WHT | Uncategorized | SELKIRK | 0
GRILL, REGISTER:52425 | 12 X 12 LOUVER FACED RETURN AIR FILTER GRILLE WHT | Uncategorized | SELKIRK | 5 | Tulsa:O8C
GRILL, REGISTER:52426 | 14 X 14 LOUVER FACED RETURN AIR FILTER GRILLE WHT | Uncategorized | SELKIRK | 6 | Tulsa:O8C
GRILL, REGISTER:52900 | 20 X 20 LOUVER FACED RETURN AIR FILTER GRILLE WHT | Uncategorized | SELKIRK | 4 | Oklahoma City:Unassigned, Tulsa:O8C
GRILL, REGISTER:53100 | 24 X 14 LOUVER FACED RETURN AIR FILTER GRILLE WHT | Uncategorized | SELKIRK | 0
GRILL, REGISTER:53200 | 24 X 24 LOUVER FACED RETURN AIR FILTER GRILLE WHT | Uncategorized | SELKIRK | 30 | Tulsa:O8A
GRILL, REGISTER:53250 | 24 X 24 LAY IN LOUVER FACED RETURN AIR FILTER GRILLE WHT | Uncategorized | SELKIRK | 1 | Oklahoma City:Unassigned
GRILL, REGISTER:53251 | 24 X 24 PLASTER FRAME WHT | Uncategorized | SELKIRK | 5 | Tulsa:O8C
GRILL, REGISTER:53600 | 30 X 12 LOUVER FACED RETURN AIR FILTER GRILLE WHT | Uncategorized | SELKIRK | 2 | Tulsa:O7C
GRILL, REGISTER:53700 | 30 X 14 LOUVER FACED RETURN AIR FILTER GRILLE WHT | Uncategorized | SELKIRK | 1 | Tulsa:O7C
GRILL, REGISTER:53800 | 30 X 20 LOUVER FACED RETURN AIR FILTER GRILLE WHT | Uncategorized | SELKIRK | 1 | Tulsa:O7B
GRILL, REGISTER:54650 | 6" 2' X 2' LAY-IN 3 CONE SUPPLY DIFFUSER W/I&D WHT | Uncategorized | SELKIRK | 35 | Oklahoma City:Unassigned, Tulsa:F01B
GRILL, REGISTER:54850 | 8" 2' X 2' LAY-IN 3 CONE SUPPLY DIFFUSER W/I&D WHT | Uncategorized | SELKIRK | 49 | Oklahoma City:Unassigned, Tulsa:F01B
GRILL, REGISTER:55050 | 10" 2' X 2' LAY-IN 3 CONE SUPPLY DIFFUSER W/I&D WHT | Uncategorized | SELKIRK | 54 | Oklahoma City:Unassigned, Tulsa:F01B
GRILL, REGISTER:55060 | 12" 2' X 2' LAY-IN 3 CONE SUPPLY DIFFUSER W/I&D WHT | Uncategorized | SELKIRK | 26 | Oklahoma City:Unassigned, Tulsa:F01A
GRILL, REGISTER:GRILLE-220V-06X06-CW | 6 X 6 BAR FACED ADJ SUPPLY REGISTER W/ MS DAMPER WHT | Uncategorized | SELKIRK | 11 | Tulsa:O8B
GRILL, REGISTER:GRILLE-220V-08X06-CW | 8 X 6 BAR FACED ADJ SUPPLY REGISTER W/ MS DAMPER WHT | Uncategorized | SELKIRK | 9 | Tulsa:O8B
GRILL, REGISTER:GRILLE-220V-08X08-CW | 8 X 8 BAR FACED ADJ SUPPLY REGISTER W/ MS DAMPER WHT | Uncategorized | SELKIRK | 11 | Tulsa:O8B
GRILL, REGISTER:GRILLE-220V-10X06-CW | 10 X 6 BAR FACED ADJ SUPPLY REGISTER W/ MS DAMPER WHT | Uncategorized | SELKIRK | 10 | Tulsa:O8B
GRILL, REGISTER:GRILLE-220V-10X10-CW | 10 X 10 BAR FACED ADJ SUPPLY REGISTER W/ MS DAMPER WHT | Uncategorized | SELKIRK | 10 | Tulsa:O8B
GRILL, REGISTER:GRILLE-220V-12X06-CW | 12 X 6 BAR FACED ADJ SUPPLY REGISTER W/ MS DAMPER WHT | Uncategorized | SELKIRK | 1 | Tulsa:O8B
GRILL, REGISTER:GRILLE-220V-12X08-CW | 12 X 8 BAR FACED ADJ SUPPLY REGISTER W/ MS DAMPER WHT | Uncategorized | SELKIRK | 2 | Tulsa:O8B
GRILL, REGISTER:GRILLE-220V-12X10-CW | 12 X 10 BAR FACED ADJ SUPPLY REGISTER W/ MS DAMPER WHT | Uncategorized | SELKIRK | 10 | Tulsa:O8B
GRILL, REGISTER:GRILLE-220V-12X12-CW | 12 X 12 BAR FACED ADJ SUPPLY REGISTER W/ MS DAMPER WHT | Uncategorized | SELKIRK | 7 | Tulsa:O8B
GRILL, REGISTER:GRILLE-220V-14X06-CW | 14 X 6 BAR FACED ADJ SUPPLY REGISTER W/ MS DAMPER WHT | Uncategorized | SELKIRK | 1 | Tulsa:O8B
GRILL, REGISTER:GRILLE-220V-14X08-CW | 14 X 8 BAR FACED ADJ SUPPLY REGISTER W/ MS DAMPER WHT | Uncategorized | SELKIRK | 3 | Tulsa:O8B
GRILL, REGISTER:GRILLE-220V-14X14-CW | 14 X 14 BAR FACED ADJ SUPPLY REGISTER W/ MS DAMPER WHT | Uncategorized | SELKIRK | 4 | Tulsa:O8B
GRILL, REGISTER:US1V-GRILLE-12X8 | 12 X 8 SPIRAL DUCT GRILLE, VERTICAL BLADE, SINGLE DEFLECTION-NO SCOOP | Uncategorized | AIR SYSTEM COMPONENTS - RELIABLE | 2 | Tulsa:OVERFLOW
GRILL, REGISTER:US1V-GRILLE-24X10 | 24 X 10 SPIRAL DUCT GRILLE, VERTICAL BLADE, SINGLE DEFLECTION-NO SCOOP | Uncategorized | AIR SYSTEM COMPONENTS - RELIABLE | 31 | Tulsa:OVERFLOW
HEAT SEALER | DO NOT USE - ITEM CATEGORY | Uncategorized |  | 0
HEAT SEALER:817727 | 3" X 6"; 120 VOLT; HEATSEALER | Uncategorized | TEXTILES COATED INTERNATIONAL | 0
HEAT SEALER:8266 | 3 X15 120V HEATSEALER #266 | Uncategorized | TEXTILES COATED INTERNATIONAL | 1 | Tulsa:Unassigned
HEAT SEALER:84338 | 3" X 6"; 120 VOLT; ECONOMY STYLE HEAT SEALER; PART #4338 | Uncategorized | TEXTILES COATED INTERNATIONAL | 2 | Tulsa:Unassigned
INDUSTRIAL RESALE | DO NOT USE - ITEM CATEGORY.. | Uncategorized |  | 0
INDUSTRIAL RESALE:10150174 | FG SPIN PREC 1"X24"X48" (176SF) | Uncategorized | JOHNS MANVILLE INT'L, INC | 0
INDUSTRIAL RESALE:12501 | WOVEN FIBERGLASS DROP WARP TAPE; 1000F; 1/8" THK X 1" WIDE | Uncategorized | MCALLISTER MILLS | 500 | Tulsa:Unassigned
INDUSTRIAL RESALE:125011/2 | WOVEN FIBERGLASS DROP WARP TAPE; 1000F; 1/8" THK X 1-1/2" WIDE | Uncategorized | MCALLISTER MILLS | 200 | Tulsa:Unassigned
INDUSTRIAL RESALE:12502 | WOVEN FIBERGLASS DROP WARP TAPE; 1000F; 1/8" THK X 2" WIDE | Uncategorized | MCALLISTER MILLS | 400 | Tulsa:Unassigned
INDUSTRIAL RESALE:125021/2 | WOVEN FIBERGLASS DROP WARP TAPE; 1000F; 1/8" THK X 2.5" WIDE | Uncategorized | MCALLISTER MILLS | 400 | Tulsa:Unassigned
INDUSTRIAL RESALE:1250250NG | .125" X 2" X 50'FT NEOPRENE GASKET MATERIAL W/PSA ONE-SIDE | Uncategorized | Rubberite Cypress Sponge | 0
INDUSTRIAL RESALE:125025PSA | WOVEN FIBERGLASS DROP WARP TAPE; 1000F; 1/8" THK X 2.5" WIDE; W/ PSA | Uncategorized | MCALLISTER MILLS | 0
INDUSTRIAL RESALE:12503 | WOVEN FIBERGLASS DROP WARP TAPE; 1000F; 1/8" THK X 3" WIDE | Uncategorized | MCALLISTER MILLS | 1700 | Tulsa:Unassigned, Tulsa:POWER-GEN
INDUSTRIAL RESALE:12504 | WOVEN FIBERGLASS DROP WARP TAPE; 1000F; 1/8" THK X 4" WIDE | Uncategorized | MCALLISTER MILLS | 841 | Tulsa:Unassigned, Tulsa:POWER-GEN
INDUSTRIAL RESALE:12505 | WOVEN FIBERGLASS DROP WARP TAPE; 1000F; 1/8" THK X 5" WIDE | Uncategorized | MCALLISTER MILLS | 400 | Tulsa:Unassigned
INDUSTRIAL RESALE:12506 | WOVEN FIBERGLASS DROP WARP TAPE; 1000F; 1/8" THK X 6" WIDE | Uncategorized | MCALLISTER MILLS | 0
INDUSTRIAL RESALE:12730 | TAPE STRIPS - HOOK, BLACK; 2" X 75' | Uncategorized | ULINE | 0
INDUSTRIAL RESALE:12731 | TAPE STRIPS - LOOP, BLACK; 2" X 75' | Uncategorized | ULINE | 0
INDUSTRIAL RESALE:194D5064 | LOAD COMP SEAL #194D5064 | Uncategorized | Freedom Rubber, LLC | 0
INDUSTRIAL RESALE:194D5065 | LOAD COMP SEAL #194D5065 | Uncategorized | Freedom Rubber, LLC | 0
INDUSTRIAL RESALE:1G1250-RS | 2" X 1/8" X 100 FT FIBERGLASS TAPE STYLE 1G1250 W/PSA | Uncategorized | MCALLISTER MILLS | 0
INDUSTRIAL RESALE:21007RS | 1/16" X 56" X 50' STYLE 3210 GRT | Uncategorized | GRT RUBBER TECHNOLOGIES LLC | 0
INDUSTRIAL RESALE:22603 | TADPOLE GASKET - 7/8" X 2-1/8" OVERALL PER PART 1 | Uncategorized | Sealtherm | 0
INDUSTRIAL RESALE:236240 | 2"x36"x240" F.G. RIGIDFLEX W/FSK (60 SQFT/ROLL) | Uncategorized | SPI LLC | 0
INDUSTRIAL RESALE:244816 | 1# VE-16 24"X48" VISCOELASTIC POLYMER BARRIER MATERIAL | Uncategorized | WARD PROCESS, INC. (AMERICAN ACOUSTICAL) | 0
INDUSTRIAL RESALE:2448EB16 | 1# EB-16 24"X48" MASS LOADED VINYL BARRIER MATERIAL | Uncategorized | WARD PROCESS, INC. (AMERICAN ACOUSTICAL) | 594 | Tulsa:POWER-GEN
INDUSTRIAL RESALE:2468506 | DOW 832 MULTI-SURFACE ADHESIVE SEALANT SILICONE, OFF-WHITE 300ML CARTRIDGE | Uncategorized | Ellsworth Adhesives | 0
INDUSTRIAL RESALE:250011/2 | WOVEN FIBERGLASS DROP WARP TAPE; 1000F; 1/4" THK X 1-1/2" WIDE | Uncategorized | MCALLISTER MILLS | 300 | Tulsa:Unassigned
INDUSTRIAL RESALE:25002 | WOVEN FIBERGLASS DROP WARP TAPE; 1000F; 1/4" THK X 2" WIDE | Uncategorized | MCALLISTER MILLS | 300 | Tulsa:Unassigned
INDUSTRIAL RESALE:250021/2 | WOVEN FIBERGLASS DROP WARP TAPE; 1000F; 1/4" THK X 2.5" WIDE | Uncategorized | MCALLISTER MILLS | 600 | Tulsa:Unassigned
INDUSTRIAL RESALE:25003 | WOVEN FIBERGLASS DROP WARP TAPE; 1000F; 1/4" THK X 3" WIDE (100'ft/RL) | Uncategorized | MCALLISTER MILLS | 500 | Tulsa:Unassigned, Tulsa:POWER-GEN
INDUSTRIAL RESALE:250031/2 | WOVEN FIBERGLASS DROP WARP TAPE; 1000F; 1/4" THK X 3-1/2" WIDE | Uncategorized | MCALLISTER MILLS | 380 | Tulsa:Unassigned
INDUSTRIAL RESALE:25004 | WOVEN FIBERGLASS DROP WARP TAPE; 1000F; 1/4" THK X 4" WIDE | Uncategorized | MCALLISTER MILLS | 400 | Tulsa:POWER-GEN
INDUSTRIAL RESALE:25005 | WOVEN FIBERGLASS DROP WARP TAPE; 1000F; 1/4" THK X 5" WIDE | Uncategorized | MCALLISTER MILLS | 270 | Tulsa:Unassigned
INDUSTRIAL RESALE:25006 | GL3500-60 AMI-GLAS CLOTH - 50 YD ROLLS | Uncategorized | AUBURN MANUFACTURING INC | 0
INDUSTRIAL RESALE:25007 | GL4000-60 AMI-GLAS CLOTH 9383 HEAT TREAT- 50 YD ROLLS | Uncategorized | AUBURN MANUFACTURING INC | 50 | Tulsa:Unassigned
INDUSTRIAL RESALE:25008 | 1/4" X 2-1/2" X 50' DROP WARP TAPE GL04-2.5 BH | Uncategorized | AUBURN MANUFACTURING INC | 0
INDUSTRIAL RESALE:25009 | WOVEN FIBERGLASS DROP WARP TAPE; 1000F; 1/8" THK X 3-1/2" WIDE | Uncategorized | MCALLISTER MILLS | 300 | Tulsa:Unassigned
INDUSTRIAL RESALE:287A7732P019 | DAMPER PART PER# Q-25826 | Uncategorized | American Warming & Ventilating | 0
INDUSTRIAL RESALE:28825 | OLD P.HINGE EA | Uncategorized | J&R PRODUCTS INC | 0
INDUSTRIAL RESALE:312425RS | 1" X 24" X 25' 8# INSULFRAX LT BLANKET | Uncategorized | BRYANT REFRACTORY CO. | 500 | Tulsa:Unassigned
INDUSTRIAL RESALE:31524RS | 1/2"X24"X25' INSULFRAX-LT 8# BLANKET | Uncategorized | BRYANT REFRACTORY CO. | 650 | Tulsa:Unassigned
INDUSTRIAL RESALE:31525 | SUPERWOOL PLUS BLANKET #8; 2" X 24" X 12.5'FT | Uncategorized | THE CHRISTY REFRACTORIES COMPANY, LLC | 625 | Tulsa:Unassigned
INDUSTRIAL RESALE:31526 | SUPERWOOL PLUS BLANKET #8; 1-1/2" X 24" X 15'FT | Uncategorized | THE CHRISTY REFRACTORIES COMPANY, LLC | 2820 | Tulsa:Unassigned
INDUSTRIAL RESALE:31527 | SUPERWOOL PLUS BLANKET #8; 1/2" X 24" X 50'FT | Uncategorized | THE CHRISTY REFRACTORIES COMPANY, LLC | 400 | Tulsa:Unassigned
INDUSTRIAL RESALE:32048RS | 2"X24"X12-1/2' 8# INSULFRAX S | Uncategorized | BRYANT REFRACTORY CO. | 0
INDUSTRIAL RESALE:32049 | 1-1/2" X 24" X 12-1/2'ft. 8# INSULFRAX S | Uncategorized | BRYANT REFRACTORY CO. | 0
INDUSTRIAL RESALE:36100S4 | 36"X100' 40-40, .0095, 304 SS WOVEN MESH | Uncategorized | WIRE CLOTH MAN | 0
INDUSTRIAL RESALE:40DRSR1250150 | 40 +/-5; DURO RED SILICONE RUBBER; TALC FREE; 0.125" (+/-.020") X 1"(+/-.063") X 50'FT | Uncategorized | Rubberite Cypress Sponge | 200 | Tulsa:Unassigned
INDUSTRIAL RESALE:40DRSR1250250 | 40 +/-5; DURO RED SILICONE RUBBER; TALC FREE; 0.125" (+/-.020") X 2" X 50'FT | Uncategorized | Rubberite Cypress Sponge | 0
INDUSTRIAL RESALE:40DRSR1251250 | 40 +/-5; DURO RED SILICONE RUBBER; TALC FREE; 0.125" (+/-.020") X 12" X 50'FT | Uncategorized | Rubberite Cypress Sponge | 0
INDUSTRIAL RESALE:501040 | GL2025-40 AMI-GLAS CLOTH (50 YD ROLL) | Uncategorized | AUBURN MANUFACTURING INC | 0
INDUSTRIAL RESALE:501061 | GL2025-60 AMI-GLAS CLOTH | Uncategorized | AUBURN MANUFACTURING INC | 0
INDUSTRIAL RESALE:501260 | GL4000-40 AMI-GLASCLOTH (50 YARDS) | Uncategorized | AUBURN MANUFACTURING INC | 0
INDUSTRIAL RESALE:501460 | GL6000-40 AMI-GLAS CLOTH | Uncategorized | AUBURN MANUFACTURING INC | 0
INDUSTRIAL RESALE:501460-2 | GLV6000-40 VEXTRA CLOTH | Uncategorized | AUBURN MANUFACTURING INC | 0
INDUSTRIAL RESALE:501462 | GL6000-60 AMI-GLAS CLOTH | Uncategorized | AUBURN MANUFACTURING INC | 0
INDUSTRIAL RESALE:5048100GALV | 1/2" X 1/2"-MESH .041 48" X 100' GALV HARWARE CLOTH | Uncategorized | WIRE CLOTH MAN | 2 | Oklahoma City:Unassigned
INDUSTRIAL RESALE:50DRSR2503635 | 50 +/-5 DURO RED CG SILICONE RUBBER TALC FREE; 0.250" X 36" X 35'FT | Uncategorized | Rubberite Cypress Sponge | 35 | Tulsa:Unassigned
INDUSTRIAL RESALE:568002 | 1.5"X24"X48" 3# UNF FG BOARD | Uncategorized | THERMAL SPECIALTIES | 0
INDUSTRIAL RESALE:56810 | 2" X 24" X 48" SL540 10# MINERAL WOOL | Uncategorized | ROCKWOOL / ROXUL INC | 0
INDUSTRIAL RESALE:569002 | 1.5"x24"x48" IS300 UNF FG BOARD | Uncategorized | JOHNS MANVILLE INT'L, INC | 0
INDUSTRIAL RESALE:57200 | 2" x 24" x 48" 6# FG BOARD WITH FSK | Uncategorized | SPI LLC | 0
INDUSTRIAL RESALE:57300 | 1" X 24" X 48" 3# 703-SERIES RIGID O.C. BOARD UNFACED | Uncategorized | SPI LLC | 0
INDUSTRIAL RESALE:58001 | 1"x24"x48" 6# FG Board Plain | Uncategorized | SPI LLC | 824 | Tulsa:Unassigned
INDUSTRIAL RESALE:58002 | 1"x24"x48"x3# FG Board With FSK | Uncategorized | SPI LLC | 0
INDUSTRIAL RESALE:60104 | SC2000 CEMENT | Uncategorized | REMA TIP TOP North America, Inc. | 6 | Tulsa:Unassigned
INDUSTRIAL RESALE:60105 | UTR/20 20G HARDENER | Uncategorized | REMA TIP TOP North America, Inc. | 9 | Tulsa:Unassigned
INDUSTRIAL RESALE:70115 | 1/8" THICK X 3/8" WIDE X 100' LONG - TEXSEAL JOINT SEALANT | Uncategorized | TEXTILES COATED INTERNATIONAL | 3 | Tulsa:Unassigned
INDUSTRIAL RESALE:70116 | 48"X100' 304SS 40-40 .095 WIRE CLOTH | Uncategorized | WIRE CLOTH MAN | 400 | Tulsa:Unassigned
INDUSTRIAL RESALE:70117 | 5 B-OB BARYMAT - 54"X40' (180 sq ft) ROLL - 1.0 LB. PLAIN BARRIER | Uncategorized | Wilrep LTD | 0
INDUSTRIAL RESALE:70137 | TEXSEAL JOINT SEALANT; 3/16" THK X 1/2" WIDE | Uncategorized | TEXTILES COATED INTERNATIONAL | 200 | Tulsa:Unassigned
INDUSTRIAL RESALE:70138 | SPLICE KIT - (2) PCS 2" X 15" CLEAR PFA FILM, (1) PC 4" X 17" TRANSFER CLOTH, INSTRUCTION SHEET - NO WIRE | Uncategorized |  | 0
INDUSTRIAL RESALE:70139 | SPLICE KIT - (2) PCS 2" X 15" CLEAR PFA FILM, (1) PC 4" X 17" TRANSFER CLOTH, (1) PC STAINLESS STEEL WIRE 3' LONG, INSTRUCTION SHEET | Uncategorized |  | 0
INDUSTRIAL RESALE:70156 | 970 J - 1/8 x 48 x 62.5..250 SF/ CTN | Uncategorized | BRYANT REFRACTORY CO. | 100 | Tulsa:Unassigned
INDUSTRIAL RESALE:70157 | 1/8"X24"X100'FT 550 J-PAPER ROLL | Uncategorized | BRYANT REFRACTORY CO. | 100 | Tulsa:Unassigned
INDUSTRIAL RESALE:70158 | FIBERGLASS CLOTH; 7660; 58" X 1000YDS | Uncategorized | BGF INDUSTRIES, INC | 1523 | Tulsa:Unassigned
INDUSTRIAL RESALE:72450 | OLDBGT-100 1 BANGERS 1M/CTN | Uncategorized | COMMITTEE OF ONE HUNDRED TULSA | 0
INDUSTRIAL RESALE:75269RS | TEMP MAT 1/4"X60"X750SF (150') | Uncategorized | LEWCO SPECIALTY PRODUCTS, INC. | 0
INDUSTRIAL RESALE:801073 | CAS4000-39NS TAN AMI-SIL CLOTH | Uncategorized | AUBURN MANUFACTURING INC | 50 | Tulsa:Unassigned
INDUSTRIAL RESALE:8636K24 | 1/8" X 12" X 12" GLASS FILLED CHEMICAL RESISTANT SLIPPERY PTFE SHEET | Uncategorized | MCMASTER CARR SUPPLY COMPANY | 0
INDUSTRIAL RESALE:8636K32 | 1/16" X 12" X 24" GLASS-FILLED CHEMICAL RESISTANT SLIPPERY PTFE SHEET | Uncategorized | MCMASTER CARR SUPPLY COMPANY | 8 | Tulsa:Unassigned
INDUSTRIAL RESALE:8636K34 | 1/8" X 12" X 24" GLASS FILLED CHEMICAL RESISTANT SLIPPERY PTFE SHEET | Uncategorized | MCMASTER CARR SUPPLY COMPANY | 3 | Tulsa:Unassigned
INDUSTRIAL RESALE:8815K36 | HIGH-TEMP FLANGE-MOUNT ROPE EDGE SEAL. 2" OVERALL WIDTH, 3/4" BULB WIDTH. | Uncategorized | MCMASTER CARR SUPPLY COMPANY | 100 | Tulsa:Unassigned
INDUSTRIAL RESALE:8815K52 | TADPOLE GASKET W:2" BULB:1" | Uncategorized | MCMASTER CARR SUPPLY COMPANY | 0
INDUSTRIAL RESALE:8833K37 | ULTRA HIGH-TEMPERATURE CHEMICAL RESISTANT ROPE EDGE SEAL, FLANGE MOUNT, 1-3/4" OVERALL WIDTH, 3/4" BULB WIDTH. | Uncategorized | MCMASTER CARR SUPPLY COMPANY | 0
INDUSTRIAL RESALE:8833K57 | Ultra High-Temperature Chemical-Resistant Rope Edge Seal, Flange-Mount, 1-3/4" Overall Width, 3/4" Bulb Width - Core Mtl Inconel 625 Nickel - 25' Long | Uncategorized | MCMASTER CARR SUPPLY COMPANY | 1 | Tulsa:Unassigned
INDUSTRIAL RESALE:90005440 | 2" x 48" x 96" IS600 UNFACED FIBERGLASS BOARD | Uncategorized | JOHNS MANVILLE INT'L, INC | 0
INDUSTRIAL RESALE:AS3600F-60S-25 | AMI-SIL CLOTH; FM APPROVED; AMI ITEM# 80-1039-60-FM; 25 YARDS PER ROLL | Uncategorized | AUBURN MANUFACTURING INC | 125 | Tulsa:Unassigned
INDUSTRIAL RESALE:BGON03069 | 1.8"X23"X93" B-GON® MIST ELIMINATOR PAD STYLE 37/94 PP (PLUS TIES & NEEDLES) | Uncategorized | KIMRE, INC | 0
INDUSTRIAL RESALE:BGON03070 | 1.8"X20.5"X93" B-GON® MIST ELIMINATOR PAD STYLE 37/94 PP (PLUS TIES & NEEDLES) | Uncategorized | KIMRE, INC | 0
INDUSTRIAL RESALE:BGON07457 | 1.8"X22.5"X121" B-GON® MIST ELIMINATOR PAD STYLE 37/94 PP | Uncategorized | KIMRE, INC | 0
INDUSTRIAL RESALE:BGON07458 | 1.8"X20.5"X121" B-GON® MIST ELIMINATOR PAD STYLE 37/94 PP.. | Uncategorized | KIMRE, INC | 0
INDUSTRIAL RESALE:BGON10641 | 1.8"X42.50"X38.75" B-GON® MIST ELIMINATOR PAD STYLE 37/94 PP | Uncategorized | KIMRE, INC | 0
INDUSTRIAL RESALE:BGON10642 | 1.8"X42.50"X41.50" B-GON® MIST ELIMINATOR PAD STYLE 37/94 PP | Uncategorized | KIMRE, INC | 0
INDUSTRIAL RESALE:BGON13571 | 1.8"X23"X93" B-GON® MIST ELIMINATOR PAD STYLE 37/94 PP (PLUS TIES & NEEDLES) | Uncategorized | KIMRE, INC | 4 | Tulsa:Unassigned
INDUSTRIAL RESALE:BGON13572 | 1.8"X20.5"X93" B-GON® MIST ELIMINATOR PAD STYLE 37/94 PP (PLUS TIES & NEEDLES) | Uncategorized | KIMRE, INC | 4 | Tulsa:Unassigned
INDUSTRIAL RESALE:DPMS15010 | DOUBLE POINTED NAIL; CARBON STEEL; 10 GA. (9/64" OR .141"); 1.5" LONG | Uncategorized | MIDWEST FASTENERS, INC. | 0
INDUSTRIAL RESALE:DPMS20010 | DOUBLE POINTED NAIL; CARBON STEEL; 10 GA. (9/64" OR .141"); 2" LONG | Uncategorized | MIDWEST FASTENERS, INC. | 0
INDUSTRIAL RESALE:DPSS120010 | DOUPLE POINTED NAIL; 304 STAINLESS STEEL; 10 GA (9/64" OR .141" THK); 12" LONG | Uncategorized | MIDWEST FASTENERS, INC. | 0
INDUSTRIAL RESALE:DPSS15012 | DOUPLE POINTED NAIL; 304 STAINLESS STEEL; 12 GA (9/64" OR .141" THK); 1.5" LONG | Uncategorized | MIDWEST FASTENERS, INC. | 0
INDUSTRIAL RESALE:DPSS20010 | DOUPLE POINTED NAIL; 304 STAINLESS STEEL; 10 GA (9/64" OR .141" THK); 2" LONG | Uncategorized | MIDWEST FASTENERS, INC. | 0
INDUSTRIAL RESALE:DPSS20012 | DOUPLE POINTED NAIL; 304 STAINLESS STEEL; 12 GA (9/64" OR .141" THK); 2" LONG | Uncategorized | MIDWEST FASTENERS, INC. | 0
INDUSTRIAL RESALE:DPSS20014 | DOUPLE POINTED NAIL; 304 STAINLESS STEEL; 14 GA (.109" THK); 2" LONG | Uncategorized | MIDWEST FASTENERS, INC. | 0
INDUSTRIAL RESALE:EJ-7FA-5P-RS | EXPANSION JOINT BELT - 1/8" THICK, 14" WIDE, 265.5" LONG WITH SLOTS.. | Uncategorized | Freedom Rubber, LLC | 0
INDUSTRIAL RESALE:GL04-1 BH | 1/4" X 1" X 50' DROP WARP TAPE (GL04-1 BH) | Uncategorized | AUBURN MANUFACTURING INC | 300 | Tulsa:POWER-GEN
INDUSTRIAL RESALE:GL04-3 BH | 1/4" X 3" X 50' DROP WARP TAPE (GL04-3 BH).. | Uncategorized | AUBURN MANUFACTURING INC | 0
INDUSTRIAL RESALE:GL04-4 BH | 1/4" X 4" X 50' DROP WARP TAPE (GL04-4 BH) | Uncategorized | AUBURN MANUFACTURING INC | 0
INDUSTRIAL RESALE:GLV6000-60 | GLV6000-60 VEXTRA CLOTH | Uncategorized | AUBURN MANUFACTURING INC | 150 | Tulsa:Unassigned
INDUSTRIAL RESALE:GT07D | GT07D TYPE 2 TADPOLE SEAL, 3/4" X 1-3/4" | Uncategorized | GASKETS, INC. | 0
INDUSTRIAL RESALE:IND-CF-05242508-DURAS | 1/2"X24"X25' DURABLANKET S 8# | Uncategorized | BRYANT REFRACTORY CO. | 0
INDUSTRIAL RESALE:MON3091505474 | MONARCH 3091 - 0.500"(+/-.062) X 52" X 74" W/ ACRYLIC PSA 1-SIDE | Uncategorized | Rubberite Cypress Sponge | 0
INDUSTRIAL RESALE:MON4051ECH | MONARCH #4051 - ECH; 1" X 24" X 48" | Uncategorized | AM FOAM | 6 | Tulsa:Unassigned
INDUSTRIAL RESALE:MON405250448 | MONARCH 4052 - .500"(+/- .062") X 4" X 48" W/PSA 1521 ONE-SIDE | Uncategorized | Rubberite Cypress Sponge | 81 | Tulsa:Unassigned
INDUSTRIAL RESALE:MON50310542 | MONARCH 5031 - 0.500" X 42" X 72" (21 SF PER SHEET) | Uncategorized | AM FOAM | 315 | Tulsa:Unassigned
INDUSTRIAL RESALE:MON50312525 | MONARCH 5031 - 0.250" X 2.5" X 50' W/ PSA (ON 1 SIDE) | Uncategorized | Rubberite Cypress Sponge | 1000 | Tulsa:Unassigned
INDUSTRIAL RESALE:MON5031254250 | MONARCH 5031 - .250"(+/- .032") X 42" X 50'FT W/PSA 1 SIDE (175sf) | Uncategorized | Rubberite Cypress Sponge | 175 | Tulsa:Unassigned
INDUSTRIAL RESALE:MON5031504250 | MONARCH 5031 - .500"(+/-.062") X 42" X 50'FT W/PSA 1 SIDE (175sf) | Uncategorized | Rubberite Cypress Sponge | 350 | Tulsa:Unassigned
INDUSTRIAL RESALE:PFPR3/413/4 | TADPOLE GASKET; 1.75" OAW X 3/4" BULB - FIBERGLASS W/ ROPE CORE | Uncategorized | MCALLISTER MILLS | 400 | Tulsa:Unassigned
INDUSTRIAL RESALE:PREM123 | ENTER DESC. | Uncategorized | Premier Plant Services, LLC | 7 | Tulsa:Unassigned
INDUSTRIAL RESALE:PSPIH3/413/4 | 1-3/4" W X 3/4" BULB DIA, MAXSIL-TEX SILICA TADPOLE TAPE W/INCONEL MESH CORE | Uncategorized | MCALLISTER MILLS | 0
INDUSTRIAL RESALE:S-1663 | 6 MIL RECLOSABLE BAGS X 8" | Uncategorized | ULINE | 0
INDUSTRIAL RESALE:S-21086 | KEVLAR CUT RESISTANT SLEEVE W/OUT THUMBHOLE - 18" LONG | Uncategorized | ULINE | 0
INDUSTRIAL RESALE:SSMDR1250325PSA-RS | .125" X 3" X 25'FT SILICONE SPONGE, MEDIUM DENSITY, RED W/ ACRYLIC PSA 1-SIDE | Uncategorized | Rubberite Cypress Sponge | 0
INDUSTRIAL RESALE:TSPPH125021/2 | WOVEN SILICA TAPE; 2000F, 1/8" THK X 2.5 WIDE | Uncategorized | MCALLISTER MILLS | 0
INDUSTRIAL RESALE:TSPPH12503 | WOVEN SILICA TAPE; 2000F, 1/4" THK X 3 WIDE | Uncategorized | MCALLISTER MILLS | 0
INDUSTRIAL RESALE:WAMS15010 | SPEED CLIP; 1.5 SQUARE; GALV; 10 GA. | Uncategorized | MIDWEST FASTENERS, INC. | 0
INDUSTRIAL RESALE:WASS15012 | SPEED CLIP; 1.5" ROUND; 304 STAINLESS STEEL; 12 GA. | Uncategorized | MIDWEST FASTENERS, INC. | 316 | Tulsa:Unassigned
INDUSTRIAL RESALE:WASS25010 | SPEEDCLIP; 2.5" SQUARE; 304 STAINLESS STEEL; 10 GA. | Uncategorized | MIDWEST FASTENERS, INC. | 922 | Tulsa:Unassigned
INDUSTRIAL RESALE:WPMS15010 | CD (FLAT HEAD) PIN; CARBON STEEL; 10 GA. (9/64" OR .141" THK); 1.5" LONG | Uncategorized | MIDWEST FASTENERS, INC. | 641 | Tulsa:Unassigned
INDUSTRIAL RESALE:WPMS20010 | CD (FLAT HEAD) PIN; CARBON STEEL; 10 GA. (9/64" OR .141" THK); 2" LONG | Uncategorized | MIDWEST FASTENERS, INC. | 252 | Tulsa:Unassigned
INDUSTRIAL RESALE:WPSS110010 | CD (FLAT HEAD) PIN; 304 STAINLESS STEEL; 10 GA. (9/64" OR .141" THK); 11" LONG | Uncategorized | MIDWEST FASTENERS, INC. | 804 | Tulsa:Unassigned
INDUSTRIAL RESALE:WPSS120010 | CD (FLAT HEAD) PIN; 304 STAINLESS STEEL; 10 GA. (9/64" OR .141" THK); 12" LONG | Uncategorized | MIDWEST FASTENERS, INC. | 0
INDUSTRIAL RESALE:WPSS15012 | CD (FLAT HEAD) PIN; 304 STAINLESS STEEL; 12 GA. (9/64" OR .141" THK); 1.5" LONG | Uncategorized | MIDWEST FASTENERS, INC. | 0
INDUSTRIAL RESALE:WPSS20012 | CD (FLAT HEAD) PIN; 304 STAINLESS STEEL; 12 GA. (9/64" OR .141" THK); 2" LONG | Uncategorized | MIDWEST FASTENERS, INC. | 0
INDUSTRIAL RESALE:WPSS25012 | CD (FLAT HEAD) PIN; 304 STAINLESS STEEL; 12 GA. (9/64" OR .141" THK); 2.5" LONG | Uncategorized | MIDWEST FASTENERS, INC. | 631 | Tulsa:Unassigned
INDUSTRIAL RESALE:WPSS60010 | CD (FLAT HEAD) PIN; 304 STAINLESS STEEL; 10 GA. (9/64" OR .141" THK); 6" LONG | Uncategorized | MIDWEST FABRICATORS, LLC | 124 | Tulsa:Unassigned
INDUSTRIAL RESALE:WSSS15010 | SPEED CLIP; 1.5" SQUARE; 304 STAINLESS STEEL; 10 GA. | Uncategorized | MIDWEST FASTENERS, INC. | 312 | Tulsa:Unassigned
INDUSTRIAL RESALE:WSSS15012 | SPEED CLIP; 1.5" SQUARE; 304 STAINLESS STEEL; 12 GA. | Uncategorized | MIDWEST FASTENERS, INC. | 0
INSULATION - BLANKET | DO NOT USE - ITEM CATEGORY | Uncategorized |  | 0
INSULATION - BLANKET:1030P | 10 X 30 X 25' R30 FILLER BLANKET (PEBS) | Uncategorized | CERTAINTEED LLC | 2000 | Tulsa:MB TRAILER
INSULATION - BLANKET:3036 | Blanket Insulation 3" X 36" | Uncategorized | JOHNS MANVILLE INT'L, INC | 77921 | Tulsa:PRE-PROD MBI
INSULATION - BLANKET:3048 | Blanket Insulation 3"X 48" | Uncategorized | JOHNS MANVILLE INT'L, INC | 11964 | Oklahoma City:Unassigned, Tulsa:PRE-PROD MBI
INSULATION - BLANKET:3060 | Blanket Insulation 3" X 60" | Uncategorized | JOHNS MANVILLE INT'L, INC | 16730 | Tulsa:PRE-PROD MBI
INSULATION - BLANKET:3072 | Blanket Insulation 3" X 72" | Uncategorized | JOHNS MANVILLE INT'L, INC | 67503 | Tulsa:PRE-PROD MBI
INSULATION - BLANKET:3072P | PEBS 3" X 72" | Uncategorized | JOHNS MANVILLE INT'L, INC | 0
INSULATION - BLANKET:34125 | 48" X 125' DOUBLE BUBBLE WHITE/FOIL | Uncategorized | FI-FOIL FORMERLY KENNEDY INSULATION GROUP | 52 | Oklahoma City:Unassigned, Tulsa:OVERFLOW
INSULATION - BLANKET:3548 | Blanket Insulation 3-1/2" X 48" | Uncategorized | JOHNS MANVILLE INT'L, INC | 9880 | Tulsa:PRE-PROD MBI
INSULATION - BLANKET:3560 | Blanket Insulation 3-1/2" X 60" | Uncategorized | JOHNS MANVILLE INT'L, INC | 0
INSULATION - BLANKET:3572 | Blanket Insulation 3-1/2" X 72" | Uncategorized | JOHNS MANVILLE INT'L, INC | 10887 | Tulsa:PRE-PROD MBI
INSULATION - BLANKET:4036 | Blanket Insulation 4" X 36" | Uncategorized | JOHNS MANVILLE INT'L, INC | 3131 | Tulsa:PRE-PROD MBI
INSULATION - BLANKET:4048 | Blanket Insulation 4" X 48" | Uncategorized | JOHNS MANVILLE INT'L, INC | 21018 | Tulsa:PRE-PROD MBI
INSULATION - BLANKET:4060 | Blanket Insulation 4 X 60 | Uncategorized | JOHNS MANVILLE INT'L, INC | 1500 | Tulsa:PRE-PROD MBI
INSULATION - BLANKET:4072 | Blanket Insulation 4" X 72" | Uncategorized | JOHNS MANVILLE INT'L, INC | 83406 | Tulsa:PRE-PROD MBI
INSULATION - BLANKET:6036 | Blanket Insulation 6" X 36" | Uncategorized | JOHNS MANVILLE INT'L, INC | 16847.68 | Tulsa:PRE-PROD MBI
INSULATION - BLANKET:6048 | Blanket Insulation 6" X 48" | Uncategorized | JOHNS MANVILLE INT'L, INC | 55317.41 | Tulsa:PRE-PROD MBI
INSULATION - BLANKET:6048P | PEBS 6" X 48" | Uncategorized | JOHNS MANVILLE INT'L, INC | 0
INSULATION - BLANKET:6060 | Blanket Insulation 6" X 60" | Uncategorized | JOHNS MANVILLE INT'L, INC | 63363 | Tulsa:PRE-PROD MBI
INSULATION - BLANKET:6060P | PEBS 6" X 60" | Uncategorized | JOHNS MANVILLE INT'L, INC | 3000 | Tulsa:PRE-PROD MBI
INSULATION - BLANKET:6072 | Blanket Insulation 6" X 72" | Uncategorized | JOHNS MANVILLE INT'L, INC | 21453.57 | Tulsa:PRE-PROD MBI
INSULATION - BLANKET:6072P | PEBS 6" X 72" | Uncategorized | JOHNS MANVILLE INT'L, INC | 0
INSULATION - BLANKET:8036L | Blanket Insulation 8" X 36" | Uncategorized | JOHNS MANVILLE INT'L, INC | 0
INSULATION - BLANKET:8048 | PEBS 8" X 48" | Uncategorized | JOHNS MANVILLE INT'L, INC | 0
INSULATION - BLANKET:8048L | Blanket Insulation 8" X 48" | Uncategorized | JOHNS MANVILLE INT'L, INC | 720 | Tulsa:PRE-PROD MBI
INSULATION - BLANKET:8060 | Blanket Insulation 8" X 60" | Uncategorized | JOHNS MANVILLE INT'L, INC | 7635 | Tulsa:PRE-PROD MBI, Tulsa:MB TRAILER
INSULATION - BLANKET:8061 | PEBS 8"X 60" | Uncategorized | JOHNS MANVILLE INT'L, INC | 0
INSULATION - BLANKET:8072 | PEBS 8" X 72" | Uncategorized | JOHNS MANVILLE INT'L, INC | 0
INSULATION - BLANKET:8072L | Blanket Insulation 8" X 72" | Uncategorized | JOHNS MANVILLE INT'L, INC | 0
INSULATION - BLANKET:9536L | Blanket Insulation 9" X 36" | Uncategorized | JOHNS MANVILLE INT'L, INC | 0
INSULATION - BLANKET:9548 | PEBS 9" X 48" | Uncategorized | JOHNS MANVILLE INT'L, INC | 0
INSULATION - BLANKET:9548L | Blanket Insulation 9" X 48" | Uncategorized | JOHNS MANVILLE INT'L, INC | 6648 | Tulsa:PRE-PROD MBI
INSULATION - BLANKET:9560L | Blanket Insulation 9" X 60" | Uncategorized | JOHNS MANVILLE INT'L, INC | 4000 | Tulsa:PRE-PROD MBI, Tulsa:MB TRAILER
INSULATION - BLANKET:9561 | PEBS 9-1/2 X 60 | Uncategorized | JOHNS MANVILLE INT'L, INC | 0
INSULATION - BLANKET:9572L | Blanket Insulation 9" X 72" | Uncategorized | JOHNS MANVILLE INT'L, INC | 2700 | Tulsa:PRE-PROD MBI
INSULATION - COND. BLANKET | DO NOT USE - ITEM CATEGORY | Uncategorized |  | 0
INSULATION - COND. BLANKET:3248 | Condensation Blkt 2.5" X 48" | Uncategorized | JOHNS MANVILLE INT'L, INC | 16360 | Tulsa:PRE-PROD MBI
INSULATION - COND. BLANKET:3260 | 2" X 60" X 100'FT 1# UNIVERSAL BLANKET R7.7 | Uncategorized | CERTAINTEED LLC | 1000 | Tulsa:MB TRAILER
INSULATION - COND. BLANKET:3272 | Condensation Blkt 2.5"X 72" | Uncategorized | JOHNS MANVILLE INT'L, INC | 9360 | Tulsa:PRE-PROD MBI
MBI ACCESSORIES | DO NOT USE - ITEM CATEGORY | Uncategorized |  | 0
MBI ACCESSORIES:30090 | SIMPLE SAVER SYSTEM | Uncategorized | SIMPLE SAVER SERVICES, LLC | 0
MBI ACCESSORIES:30091 | ENERGYCRAFT LINER SYSTEM - COMPONENTS ONLY (WHITE) | Uncategorized | SIMPLE SAVER SERVICES, LLC | 0
MBI ACCESSORIES:34126 | QUIK STOP TAPE 3/16" X 3" X 108' | Uncategorized | SIMPLE SAVER SERVICES, LLC | 77 | Oklahoma City:Unassigned, Tulsa:C05A
MBI ACCESSORIES:34127 | INSUL-HOLD COILS 100ft per coil | Uncategorized | J&R PRODUCTS INC | 53 | Oklahoma City:Unassigned, Tulsa:D01C
MBI ACCESSORIES:34129 | 3/4" X .020 X 900' WHITE GALV BANDING | Uncategorized | SPI LLC | 83 | Oklahoma City:Unassigned, Tulsa:D01E
MBI ACCESSORIES:34131 | 3/4" X .020 X 2,058' BLACK & WAX STEEL BANDING | Uncategorized | ULINE | 1 | Tulsa:D01B
MBI ACCESSORIES:34134 | SYSEAL STICKY TAPE | Uncategorized | SIMPLE SAVER SERVICES, LLC | 9 | Tulsa:D01D
MBI ACCESSORIES:34135 | 2" POULTRY NETTING 2" X 48" X 150' | Uncategorized | LEWIS STEEL & WIRE CO. | 0
MBI ACCESSORIES:34136 | 2"X72"X150' GALV HEX POULTRY NETTING | Uncategorized | COLLEY & COMPANY INC | 0
MBI ACCESSORIES:34137 | SIMPLE SAVER 1" STEEL STRAP (WHITE) | Uncategorized | SIMPLE SAVER SERVICES, LLC | 3200 | Tulsa:D01C
MBI ACCESSORIES:34138 | SYSEAL REPAIR TAPE | Uncategorized | SIMPLE SAVER SERVICES, LLC | 16 | Oklahoma City:Unassigned
MBI ACCESSORIES:34139 | SIMPLE SAVER SYSTEM-REPLACEMENT FABRIC (SUPER WHITE) | Uncategorized | SIMPLE SAVER SERVICES, LLC | 0
MBI ACCESSORIES:34140 | STANDARD BRACE CLIP W/4 TEK 4 FASTENERS WHITE | Uncategorized | SIMPLE SAVER SERVICES, LLC | 0
MBI ACCESSORIES:34141 | #10X3/4" HEX TEK/3 w/NBFW - WHT (250/BAG) | Uncategorized | ST FASTENING SYSTEMS | 34 | Oklahoma City:Unassigned, Tulsa:D01D
MBI ACCESSORIES:34141-B | #10X3/4" HEX TEK/3 w/NBFW - BLK (250/BAG) | HVAC ITEMS:FASTENING SYSTEMS | ST FASTENING SYSTEMS | 12 | Tulsa:D01D
MBI ACCESSORIES:34142 | #12-24X1-1/4" HEX TEK/5 w/NBFW - WHT (250/BAG) | Uncategorized | ST FASTENING SYSTEMS | 4 | Tulsa:D01D
MBI ACCESSORIES:34142-B | #12-24X1-1/4" HEX TEK/5 w/NBFW - BLK (250/BAG) | HVAC ITEMS:FASTENING SYSTEMS | ST FASTENING SYSTEMS | 10 | Tulsa:D01D
MBI ACCESSORIES:34143 | #8 x 5/8" HEX TEK/2 w/NBFW - WHT (250/BAG) | Uncategorized | ST FASTENING SYSTEMS | 24 | Tulsa:D01D
MBI ACCESSORIES:34145 | TEK/2 FASTENERS - ENERGY CRAFT ROOF (100 PER) | Uncategorized | SIMPLE SAVER SERVICES, LLC | 0
MBI ACCESSORIES:34150 | SIMPLE SVER SYSTEM- REPLACEMENT FABRIC (BLACK) | Uncategorized | SIMPLE SAVER SERVICES, LLC | 0
MBI ACCESSORIES:73000 | 4.5" PERF BASE INSULATION HANGERS (500) | Uncategorized | SPI LLC | 0
MBI FOAM BOARD | DO NOT USE - ITEM CATEGORY | Uncategorized |  | 0
MBI PRODUCTION MATERIALS | DO NOT USE - ITEM CATEGORY | Uncategorized |  | 0
MBI PRODUCTION MATERIALS:30018 | MIC CROWNTITE 18 X 16 1500' CLEAR WRAP | Uncategorized | CROWN PACKAGING CORP | 0
MBI PRODUCTION MATERIALS:30042 | EHP-VR R PLUS 42" X 5000' | Uncategorized | E&H PRODUCTS, INC | 192281.0118 | Tulsa:MBI PROD MAT'L
MBI PRODUCTION MATERIALS:30042B | 42" X 5000' WMP-VR R PLUS BLACK | Uncategorized | LAMTEC CORP | 17500.4509 | Tulsa:MBI PROD MAT'L
MBI PRODUCTION MATERIALS:30042GG | 42" GYMGUARD | Uncategorized | LAMTEC CORP | 1050 | Tulsa:MBI PROD MAT'L
MBI PRODUCTION MATERIALS:30042WMP50 | 42" WMP-50 | Uncategorized | LAMTEC CORP | 38500 | Tulsa:Unassigned
MBI PRODUCTION MATERIALS:30054 | EHP-VR R PLUS 54 X 5000' | Uncategorized | E&H PRODUCTS, INC | 185418.375 | Tulsa:MBI PROD MAT'L
MBI PRODUCTION MATERIALS:30054B | 54" x 2000' WMP-VR R PLUS BLACK | Uncategorized | LAMTEC CORP | 14177.25 | Tulsa:MBI PROD MAT'L
MBI PRODUCTION MATERIALS:30054GG | 54" GYMGUARD | Uncategorized | LAMTEC CORP | 900 | Tulsa:MBI PROD MAT'L
MBI PRODUCTION MATERIALS:30054WMP50 | 54" WMP-50 | Uncategorized | LAMTEC CORP | 450 | Tulsa:MBI PROD MAT'L
MBI PRODUCTION MATERIALS:30054WMPVR | 54" WMP-VR | Uncategorized | LAMTEC CORP | 0
MBI PRODUCTION MATERIALS:30066 | EHP-VR R PLUS 66 X 5000' | Uncategorized | E&H PRODUCTS, INC | 102044.25 | Tulsa:MBI PROD MAT'L
MBI PRODUCTION MATERIALS:30066B | 66" WMP-VR R PLUS BLACK | Uncategorized | LAMTEC CORP | 44513 | Oklahoma City:Unassigned, Tulsa:MBI PROD MAT'L
MBI PRODUCTION MATERIALS:30066GG | 66" GYMGUARD | Uncategorized | LAMTEC CORP | 0
MBI PRODUCTION MATERIALS:30066WMP10 | 66" WMP-10 | Uncategorized | LAMTEC CORP | 9900 | Tulsa:MBI PROD MAT'L
MBI PRODUCTION MATERIALS:30078 | EHP-VR R PLUS 78" X 5000' | Uncategorized | E&H PRODUCTS, INC | 313789.8575 | Tulsa:MBI PROD MAT'L
MBI PRODUCTION MATERIALS:30078B | 78" X 2000' WMP-VR R PLUS BLACK | Uncategorized | LAMTEC CORP | 30863.5747 | Tulsa:MBI PROD MAT'L
MBI PRODUCTION MATERIALS:30078GG | 78" GYMGUARD | Uncategorized | LAMTEC CORP | 2275 | Tulsa:MBI PROD MAT'L
MBI PRODUCTION MATERIALS:30078P | 78" WMP-VR-R PLUS PERFORATED | Uncategorized | LAMTEC CORP | 0
MBI PRODUCTION MATERIALS:30078WMP30 | 78" WMP-30 | Uncategorized | LAMTEC CORP | 4950 | Tulsa:MBI PROD MAT'L
MBI PRODUCTION MATERIALS:30078WMP50 | 78" WMP-50 | Uncategorized | LAMTEC CORP | 3600 | Tulsa:MBI PROD MAT'L
MBI PRODUCTION MATERIALS:30078WMPVR | 78" WMP-VR | Uncategorized | LAMTEC CORP | 2925 | Tulsa:MBI PROD MAT'L
MBI PRODUCTION MATERIALS:30084 | EHP-VR R PLUS 84 X 5000' | Uncategorized | E&H PRODUCTS, INC | 3208.228 | Tulsa:MBI PROD MAT'L
MBI PRODUCTION MATERIALS:30084B | 84" X 2000' WMP-VR R PLUS BLACK | Uncategorized | LAMTEC CORP | 6785 | Tulsa:MBI FLOOR
MBI PRODUCTION MATERIALS:300WMP | R-10.9 3" MBI UNFACED 47"X128' | Uncategorized | LAMTEC CORP | 0
MBI PRODUCTION MATERIALS:32802 | IFS ADHESIVE #P-2802 NRT ONA | Uncategorized | IFS INDUSTRIES, INC | 7769.8211 | Tulsa:PROD
MINERAL WOOL | DO NOT USE - ITEM CATEGORY | Uncategorized |  | 0
MINERAL WOOL:168047 | 1X36X96 PROROX SL940 6# MW | Uncategorized | ROCKWOOL / ROXUL INC | 0
MINERAL WOOL:168879 | 2" X 24" X 48" FSL-960 MINERAL WOOL 8# (FLEXIBLE) | Uncategorized | ROCKWOOL / ROXUL INC | 0
MINERAL WOOL:168894 | 3" x 36" x 48" 4# PROROX SL 930, MINERAL WOOL (384sf/pal) | Uncategorized | ROCKWOOL / ROXUL INC | 0
MINERAL WOOL:197938 | 2" X 36" X 216" MA-960 INNER WRAP | Uncategorized | ROCKWOOL / ROXUL INC | 0
MINERAL WOOL:220206 | 2X36X48 PROROX SL940 6# MW | Uncategorized | ROCKWOOL / ROXUL INC | 60 | Tulsa:Unassigned
MINERAL WOOL:227151 | 4" X 24" X 34" 4# PROROX SL 930 - MINERAL WOOL | Uncategorized | ROCKWOOL / ROXUL INC | 0
MINERAL WOOL:289114 | 4" X 31.75" X 48" 4# PROROX SL 930 - MINERAL WOOL (507.96sf/pal) | Uncategorized | ROCKWOOL / ROXUL INC | 0
MINERAL WOOL:334419 | 4" X 48" X 72" 6# PROROX SL 940 - MINERAL WOOL | Uncategorized | ROCKWOOL / ROXUL INC | 0
MINERAL WOOL:56100 | 1X24X48 PROROX SL940 6# MW | Uncategorized | ROCKWOOL / ROXUL INC | 5568 | Tulsa:Unassigned
MINERAL WOOL:56124 | 1X24X48 PROROX SL540 10# MINERAL WOOL | Uncategorized | ROCKWOOL / ROXUL INC | 0
MINERAL WOOL:56200 | 2X24X48 PROROX SL940 6# MW | Uncategorized | ROCKWOOL / ROXUL INC | 10424 | Tulsa:Unassigned
MINERAL WOOL:56250 | 2.5"X24"X48" PROROX SL940 6# MW | Uncategorized | ROCKWOOL / ROXUL INC | 0
MINERAL WOOL:56300 | 3X24X48 SL940 6# MINERAL WOOL | Uncategorized | ROCKWOOL / ROXUL INC | 3800 | Tulsa:Unassigned
MINERAL WOOL:56400 | 1X24X48 PROROX SL960 8# MINERAL WOOL | Uncategorized | ROCKWOOL / ROXUL INC | 1600 | Tulsa:Unassigned
MINERAL WOOL:56440 | 4"X24"X48" SL940 6# MINERAL WOOL | Uncategorized | ROCKWOOL / ROXUL INC | 0
MINERAL WOOL:56500 | 2 X24X48 PROROX SL960 8# MW | Uncategorized | ROCKWOOL / ROXUL INC | 0
MINERAL WOOL:56811 | 3" X 24" X 48" SL540 10# PROROX MINERAL WOOL | Uncategorized | ROCKWOOL / ROXUL INC | 1056 | Tulsa:Unassigned
MINERAL WOOL:56900 | 2" x 24" x 48" PROROX SL540 10# MINERAL WOOL | Uncategorized | ROCKWOOL / ROXUL INC | 0
MINERAL WOOL:57000 | 2" x 24" x 48" SL 560 12# MINERAL WOOL | Uncategorized | ROCKWOOL / ROXUL INC | 0
QB2021 |  | Uncategorized |  | 1 | Oklahoma City:Unassigned
SCREWS, STAPLES | DO NOT USE - ITEM CATEGORY | Uncategorized |  | 0
SCREWS, STAPLES:4H1012-MAST | #10-16 X 3/4" HEX (5/16") TEK/3 410 STAINLESS (4M/MAST)* | HVAC ITEMS:FASTENING SYSTEMS | INTERCORP | 0
SCREWS, STAPLES:4H1016-MAST | #10-16 X 1" HEX (5/16") TEK/3 410 STAINLESS (3M/MAST)* | HVAC ITEMS:FASTENING SYSTEMS | INTERCORP | 0
SCREWS, STAPLES:72930 | PPT 8 X 1/2 PROPOINT SCREWS 1M | HVAC ITEMS:FASTENING SYSTEMS | DURO DYNE CORP | 7 | Oklahoma City:Unassigned, Tulsa:O3C
SCREWS, STAPLES:72940 | PPT 10 X 3/4 PROPOINT SCREW 1M | HVAC ITEMS:FASTENING SYSTEMS | DURO DYNE CORP | 1 | Oklahoma City:Unassigned
SCREWS, STAPLES:72971 | SAT 7 X 1/2 SABER PT SCREWS 1M | HVAC ITEMS:FASTENING SYSTEMS | DURO DYNE CORP | 2 | Tulsa:O3C
SCREWS, STAPLES:72973 | SAT 8 X 1/2 SABER PT SCREWS 1M | HVAC ITEMS:FASTENING SYSTEMS | DURO DYNE CORP | 11 | Oklahoma City:Unassigned, Tulsa:O3C
SCREWS, STAPLES:72975 | SAT 8 X 3/4 SABER PT SCREWS 1M | HVAC ITEMS:FASTENING SYSTEMS | DURO DYNE CORP | 2 | Tulsa:O3C
SCREWS, STAPLES:72976 | SAT 8 X 1 SABER PT SCREWS 1M | HVAC ITEMS:FASTENING SYSTEMS | DURO DYNE CORP | 5 | Tulsa:O3C
SCREWS, STAPLES:72977 | SAT 8 X 1-1/2 SABER PT SCREWS 1M | HVAC ITEMS:FASTENING SYSTEMS | DURO DYNE CORP | 6 | Tulsa:O3C
SCREWS, STAPLES:72978 | SAT 8 X 2 SABER PT SCREWS 1M | HVAC ITEMS:FASTENING SYSTEMS | DURO DYNE CORP | 5 | Oklahoma City:Unassigned, Tulsa:O3C
SCREWS, STAPLES:72979 | SAP 8 X 1 (3M) SPEED PT SCREWS | HVAC ITEMS:FASTENING SYSTEMS | DURO DYNE CORP | 5 | Tulsa:O3C
SCREWS, STAPLES:72980 | PPB - 8 X 3/4 - DRILL POINT; 10M | HVAC ITEMS:FASTENING SYSTEMS | DURO DYNE CORP | 3 | Oklahoma City:Unassigned, Tulsa:O3D
SCREWS, STAPLES:73000 | SAB 7 X 1/2 SABER PT SCREW 1M | HVAC ITEMS:FASTENING SYSTEMS | DURO DYNE CORP | 3 | Tulsa:O3D
SCREWS, STAPLES:73100 | SAB 8 X 1/2 SABER PT SCREWS | HVAC ITEMS:FASTENING SYSTEMS | DURO DYNE CORP | 3 | Oklahoma City:Unassigned, Tulsa:O3D
SCREWS, STAPLES:73800 | PPB 8 X 1/2 PRO POINT SCREW 10M | HVAC ITEMS:FASTENING SYSTEMS | DURO DYNE CORP | 2 | Tulsa:O3D
SCREWS, STAPLES:73900 | PPB 10 X 3/4 PRO PT SCREWS 5M | HVAC ITEMS:FASTENING SYSTEMS | DURO DYNE CORP | 2 | Oklahoma City:Unassigned, Tulsa:O3D
SCREWS, STAPLES:73901 | TAB 10HHX3/4 TAPPER 5M/CTN | HVAC ITEMS:FASTENING SYSTEMS | DURO DYNE CORP | 2 | Oklahoma City:Unassigned, Tulsa:O3D
SCREWS, STAPLES:73902 | RPF3000 REPEATER FASTENERS | HVAC ITEMS:FASTENING SYSTEMS | DUCTMATE INDUSTRIES, INC. | 6 | Tulsa:H03D
SCREWS, STAPLES:74250 | STCR2619-1/2 STAPLES (5M) | HVAC ITEMS:FASTENING SYSTEMS | Salco Inc. | 9 | Tulsa:O2B
SCREWS, STAPLES:74250-BOS | BOSTITCH - STCR2619-1/2" STAPLES (5M/BOX) | HVAC ITEMS:HVAC - MOST COMMON | AMAZON | 5 | Tulsa:O2B
SCREWS, STAPLES:74300 | STCR5019-9/16 STAPLES (4M) | HVAC ITEMS:FASTENING SYSTEMS | BLACK & DECKER (U.S.) INC | 14 | Tulsa:O2B
SCREWS, STAPLES:74400 | STCR5019 3/8 STAPLES (5M) | HVAC ITEMS:FASTENING SYSTEMS | BLACK & DECKER (U.S.) INC | 16 | Tulsa:O2B
SCREWS, STAPLES:74903 | G-26 HARDENED O/C DOOR | Uncategorized | BUCKAROOS | 10 | Tulsa:FD1
SCREWS, STAPLES:H1012-MAST | #10 X 3/4" HEX (5/16") TEK/3 ZINC (8M/MAST)* | HVAC ITEMS:FASTENING SYSTEMS | INTERCORP | 0
SCREWS, STAPLES:H1012H-MAST | #10 X 3/4" HI-HEX (5/16") TEK/3 ZINC (6M/MAST)* | HVAC ITEMS:FASTENING SYSTEMS | INTERCORP | 41000 | Tulsa:A00C, Tulsa:PREPACK
SCREWS, STAPLES:H1016-MAST | #10 X 1" HEX (5/16") TEK/3 ZINC (5M/MAST)* | HVAC ITEMS:FASTENING SYSTEMS | INTERCORP | 0
SCREWS, STAPLES:H1024-MAST | #10 X 1-1/2" HEX (5/16") TEK/3 ZINC (3M/MAST)* | HVAC ITEMS:FASTENING SYSTEMS | INTERCORP | 0
SCREWS, STAPLES:H1032-MAST | #10 X 2" HEX (5/16") TEK/3 ZINC (2M/MAST)* | Uncategorized | INTERCORP | 0
SCREWS, STAPLES:H1048-MAST | #10 X 3" HEX (5/16") TEK/3 PLATED (1M/MASTER) | Uncategorized |  | 0
SCREWS, STAPLES:H1412-MAST | #14 X 3/4" HEX (3/8") TEK/3 ZINC (4M/MAST)* | HVAC ITEMS:FASTENING SYSTEMS | INTERCORP | 0
SCREWS, STAPLES:H1416-MAST | #14 X 1" HEX (3/8") TEK/3 ZINC (3M/MAST)* | HVAC ITEMS:FASTENING SYSTEMS | INTERCORP | 0
SCREWS, STAPLES:H808-MAST | #8 X 1/2" HEX (1/4") TEK/2 ZINC (10M/MAST)* | HVAC ITEMS:FASTENING SYSTEMS | INTERCORP | 0
SCREWS, STAPLES:H812-MAST | #8 X 3/4" HEX (1/4") TEK/2 ZINC (10M/MAST)* | HVAC ITEMS:FASTENING SYSTEMS | INTERCORP | 0
SCREWS, STAPLES:H824-MAST | #8-18 X 1-1/2" HEX WASHER HEAD TEK/2 SELF-DRILLING SCREW PLATED (MASTER PART) 5M | HVAC ITEMS:FASTENING SYSTEMS | INTERCORP | 0
SCREWS, STAPLES:N708-MAST | #7 X 1/2" HEX (1/4") NEEDLE PT ZINC (15M/MASTER)*** | HVAC ITEMS:FASTENING SYSTEMS | INTERCORP | 0
SCREWS, STAPLES:N808-MAST | #8 X 1/2" HEX (1/4") NEEDLE PT ZINC (15M/MASTER)*** | HVAC ITEMS:FASTENING SYSTEMS | INTERCORP | 0
SCREWS, STAPLES:N812-MAST | #8 X 3/4" HEX (1/4") NEEDLE PT ZINC (10M/MASTER)*** | HVAC ITEMS:FASTENING SYSTEMS | INTERCORP | 0
SCREWS, STAPLES:N816-MAST | #8 X 1" HEX (1/4") NEEDLE PT ZINC (8M/MASTER)*** | HVAC ITEMS:FASTENING SYSTEMS | INTERCORP | 0
SCREWS, STAPLES:N824-MAST | #8-18 X 1-1/2" HEX WASHER HEAD NEEDLE POINT SCREW PLATED (MASTER PART) 5M | HVAC ITEMS:FASTENING SYSTEMS | INTERCORP | 0
SCREWS, STAPLES:N832-MAST | #8-18 X 2" HEX WASHER HEAD NEEDLE POINT SCREW PLATED (MASTER PART) 3M | HVAC ITEMS:FASTENING SYSTEMS | INTERCORP | 0
SCREWS, STAPLES:NU1012H-MAST | #10-24 X 3/4" HI-HEAD (5/16") RAZOR PT ZINC (5M/MASTER)*** | HVAC ITEMS:FASTENING SYSTEMS | INTERCORP | 20000 | Tulsa:PREPACK
SCREWS, STAPLES:NU808-MAST | #8 X 1/2" HEX (1/4") RAZOR PT ZINC (10M/MASTER)*** | HVAC ITEMS:FASTENING SYSTEMS | INTERCORP | 0
SCREWS, STAPLES:TACKERREPAIR | TACKER REPAIR | Uncategorized | BUCKAROOS | 0
SNAPLOCK PIPE | DO NOT USE - ITEM CATEGORY | Uncategorized |  | 0
SNAPLOCK PIPE:1004 | 4" X 3' 30 GA PIPE | HVAC ITEMS:HVAC - MOST COMMON | BARRINGTON MFG CORP | 330 | Tulsa:PIPE & ELBOW
SNAPLOCK PIPE:1005 | 3" X 3' 30 GA PIPE | Uncategorized | BARRINGTON MFG CORP | 216 | Tulsa:PIPE & ELBOW
SNAPLOCK PIPE:1200 | 16" X 4' 28 GA PIPE | Uncategorized | BARRINGTON MFG CORP | 80 | Tulsa:PIPE & ELBOW
SNAPLOCK PIPE:1204 | 16" X 4' 24 GA PIPE ( SMACNA ) | Uncategorized | BARRINGTON MFG CORP | 280 | Oklahoma City:Unassigned, Tulsa:PIPE & ELBOW
SNAPLOCK PIPE:1304 | 18" X 4' 24 GA PIPE ( SMACNA ) | Uncategorized | BARRINGTON MFG CORP | 332 | Oklahoma City:Unassigned, Tulsa:PIPE & ELBOW
SNAPLOCK PIPE:1306 | 18" X 4' 26 GA PIPE | Uncategorized | BARRINGTON MFG CORP | 184 | Tulsa:PIPE & ELBOW
SNAPLOCK PIPE:1400 | 20" X 4' 26 GA PIPE | Uncategorized | BARRINGTON MFG CORP | 120 | Tulsa:PIPE & ELBOW
SNAPLOCK PIPE:1404 | 20" X 4' 24 GA PIPE ( SMACNA ) | Uncategorized | BARRINGTON MFG CORP | 140 | Oklahoma City:Unassigned, Tulsa:PIPE & ELBOW
SNAPLOCK PIPE:1500 | 4" X 5' 30 GA PIPE | HVAC ITEMS:HVAC - MOST COMMON | BARRINGTON MFG CORP | 505 | Oklahoma City:Unassigned, Tulsa:PIPE & ELBOW
SNAPLOCK PIPE:1508 | 4" X 5' 28 GA PIPE ( SMACNA ) | HVAC ITEMS:HVAC - MOST COMMON | BARRINGTON MFG CORP | 135 | Tulsa:PIPE & ELBOW
SNAPLOCK PIPE:1600 | 5" X 5' 30 GA PIPE | Uncategorized | BARRINGTON MFG CORP | 505 | Tulsa:PIPE & ELBOW
SNAPLOCK PIPE:1608 | 5" X 5' 28 GA PIPE ( SMACNA ) | Uncategorized | BARRINGTON MFG CORP | 50 | Tulsa:PIPE & ELBOW
SNAPLOCK PIPE:1700 | 6" X 5' 30 GA PIPE | HVAC ITEMS:HVAC - MOST COMMON | BARRINGTON MFG CORP | 645 | Tulsa:PIPE & ELBOW
SNAPLOCK PIPE:1704 | 6" X 5' 24 GA PIPE (X.HEAVY) | Uncategorized | BARRINGTON MFG CORP | 50 | Tulsa:PIPE & ELBOW
SNAPLOCK PIPE:1706 | 6"X5' 26 GA PIPE (HVY) | Uncategorized | BARRINGTON MFG CORP | 20 | Tulsa:PIPE & ELBOW
SNAPLOCK PIPE:1708 | 6" X 5' 28 GA PIPE ( SMACNA ) | HVAC ITEMS:HVAC - MOST COMMON | BARRINGTON MFG CORP | 1235 | Oklahoma City:Unassigned, Tulsa:PIPE & ELBOW
SNAPLOCK PIPE:1800 | 7" X 5' 30 GA PIPE | Uncategorized | BARRINGTON MFG CORP | 190 | Tulsa:PIPE & ELBOW
SNAPLOCK PIPE:1808 | 7" X 5' 28 GA PIPE ( SMACNA ) | Uncategorized | BARRINGTON MFG CORP | 65 | Tulsa:PIPE & ELBOW
SNAPLOCK PIPE:1900 | 8" X 5' 30 GA PIPE | HVAC ITEMS:HVAC - MOST COMMON | BARRINGTON MFG CORP | 380 | Tulsa:PIPE & ELBOW
SNAPLOCK PIPE:1904 | 8" X 5' 24 GA SNAPLOCK PIPE (X.HEAVY) | Uncategorized | BARRINGTON MFG CORP | 0
SNAPLOCK PIPE:1906 | 8" X 5' 26 GA PIPE (HVY) | Uncategorized | BARRINGTON MFG CORP | 0
SNAPLOCK PIPE:1908 | 8" X 5' 28 GA PIPE ( SMACNA ) | HVAC ITEMS:HVAC - MOST COMMON | BARRINGTON MFG CORP | 775 | Oklahoma City:Unassigned, Tulsa:PIPE & ELBOW
SNAPLOCK PIPE:2000 | 9" X 5' 30 GA PIPE | Uncategorized | BARRINGTON MFG CORP | 550 | Tulsa:PIPE & ELBOW
SNAPLOCK PIPE:2006 | 9" X 5' 26 GA PIPE ( SMACNA ) | Uncategorized | BARRINGTON MFG CORP | 0
SNAPLOCK PIPE:2100 | 10" X 5' 30 GA PIPE | HVAC ITEMS:HVAC - MOST COMMON | BARRINGTON MFG CORP | 290 | Tulsa:PIPE & ELBOW
SNAPLOCK PIPE:2106 | 10" X 5' 26 GA PIPE (SMACNA) | Uncategorized | BARRINGTON MFG CORP | 845 | Oklahoma City:Unassigned, Tulsa:PIPE & ELBOW
SNAPLOCK PIPE:2900 | 12" X 5' 30 GA PIPE | HVAC ITEMS:HVAC - MOST COMMON | BARRINGTON MFG CORP | 285 | Tulsa:PIPE & ELBOW
SNAPLOCK PIPE:2906 | 12" X 5' 26 GA PIPE ( SMACNA ) | HVAC ITEMS:HVAC - MOST COMMON | BARRINGTON MFG CORP | 775 | Oklahoma City:Unassigned, Tulsa:PIPE & ELBOW
SNAPLOCK PIPE:3000 | 14" X 5' 28 GA PIPE | HVAC ITEMS:HVAC - MOST COMMON | BARRINGTON MFG CORP | 255 | Tulsa:PIPE & ELBOW
SNAPLOCK PIPE:3006 | 14" X 5' 26 GA PIPE ( SMACNA ) | HVAC ITEMS:HVAC - MOST COMMON | BARRINGTON MFG CORP | 750 | Oklahoma City:Unassigned, Tulsa:PIPE & ELBOW
SNAPLOCK PIPE:701290 | 24" X 3' 24 GA PIPE ( SMACNA ) | Uncategorized | BARRINGTON MFG CORP | 0
SPIRAL FITTINGS | DO NOT USE - ITEM CATEGORY | Uncategorized |  | 0
SPIRAL FITTINGS:_Z4 |  | Uncategorized | GUSTAFSON | 0
SPIRAL FITTINGS:0445GDSEFL | 4" 45 DEG DIE STAMPED FLANGED ELBOWS, UNASSEMBLED | Uncategorized | SPIRAL FITTINGS INC | 0
SPIRAL FITTINGS:0490GDSEFL | 4" 90 DEG DIE STAMPED FLANGED ELBOWS, UNASSEMBLED | Uncategorized | SPIRAL FITTINGS INC | 0
SPIRAL FITTINGS:0645GDSEFL | 6" 45 DEG DIE STAMPED FLANGED ELBOWS, UNASSEMBLED | Uncategorized | SPIRAL FITTINGS INC | 0
SPIRAL FITTINGS:0690GDSEFL | 6" 90 DEG DIE STAMPED FLANGED ELBOWS, UNASSEMBLED | Uncategorized | SPIRAL FITTINGS INC | 0
SPIRAL FITTINGS:0845GDSEFL | 8" 45 DEG DIE STAMPED FLANGED ELBOWS, UNASSEMBLED | Uncategorized | SPIRAL FITTINGS INC | 8 | Tulsa:STAGING
SPIRAL FITTINGS:0890GDSEFL | 8" 90 DEG DIE STAMPED FLANGED ELBOWS, UNASSEMBLED | Uncategorized | SPIRAL FITTINGS INC | 2 | Tulsa:STAGING
SPIRAL FITTINGS:1006 | 10 X 6 HP REDUCER | Uncategorized | GUSTAFSON | 17 | Oklahoma City:Unassigned, Tulsa:E05B
SPIRAL FITTINGS:1008 | 10 X 8 HP REDUCER | Uncategorized | GUSTAFSON | 17 | Oklahoma City:Unassigned, Tulsa:E05B
SPIRAL FITTINGS:100812 | 8" on 12" HP SADDLE TAP | Uncategorized | GUSTAFSON | 20 | Oklahoma City:Unassigned, Tulsa:D02A
SPIRAL FITTINGS:101014 | 10" on 14" HP SADDLE TAP | Uncategorized | GUSTAFSON | 18 | Oklahoma City:Unassigned, Tulsa:D02A
SPIRAL FITTINGS:1016 | 10" on 16"-20" HP SADDLE TAP | Uncategorized | GUSTAFSON | 36 | Oklahoma City:Unassigned, Tulsa:D02A
SPIRAL FITTINGS:1020 | 10" HP PIPE COUPLING | Uncategorized | GUSTAFSON | 83 | Oklahoma City:Unassigned, Tulsa:E04A
SPIRAL FITTINGS:1030 | 10" HP END CAP | Uncategorized | GUSTAFSON | 37 | Oklahoma City:Unassigned, Tulsa:E05B
SPIRAL FITTINGS:1040 | 10" HP TAKE OFF | Uncategorized | GUSTAFSON | 0
SPIRAL FITTINGS:1045 | 10" 45 DEG HP 1.0 ELBOW | Uncategorized | GUSTAFSON | 55 | Oklahoma City:Unassigned, Tulsa:E04A
SPIRAL FITTINGS:1045GDSEFL | 10" 45 DEG DIE STAMPED FLANGED ELBOWS, UNASSEMBLED | Uncategorized | SPIRAL FITTINGS INC | 0
SPIRAL FITTINGS:1050 | 10" on 10" HP SADDLE TAP | Uncategorized | GUSTAFSON | 14 | Oklahoma City:Unassigned
SPIRAL FITTINGS:1051 | 10" on 12" HP SADDLE | Uncategorized | GUSTAFSON | 29 | Oklahoma City:Unassigned, Tulsa:D02A
SPIRAL FITTINGS:10608 | 6" on 7"-8" HP SADDLE TAP | Uncategorized | GUSTAFSON | 31 | Oklahoma City:Unassigned
SPIRAL FITTINGS:10610 | 6" on 9"-10" HP SADDLE TAP | Uncategorized | GUSTAFSON | 16 | Oklahoma City:Unassigned
SPIRAL FITTINGS:10612 | 6" on 12" HP SADDLE TAP | Uncategorized | GUSTAFSON | 8 | Oklahoma City:Unassigned
SPIRAL FITTINGS:10614 | 6" on 14"-24" HP SADDLE TAP | Uncategorized | GUSTAFSON | 15 | Oklahoma City:Unassigned
SPIRAL FITTINGS:108144 | 8" on 14"-16" HP SADDLE TAP | Uncategorized | GUSTAFSON | 40 | Oklahoma City:Unassigned
SPIRAL FITTINGS:10818 | 8" on 18"-20" HP SADDLE TAP | Uncategorized | GUSTAFSON | 0
SPIRAL FITTINGS:10822 | 8" on 22" -24" HP SADDLE TAP | Uncategorized | GUSTAFSON | 0
SPIRAL FITTINGS:1090 | 10" 90 DEG HP 1.0 ELBOW | Uncategorized | GUSTAFSON | 45 | Oklahoma City:Unassigned, Tulsa:E04A
SPIRAL FITTINGS:1090E | 10" 90 DEG. HP 1.5 ELBOW | Uncategorized | GUSTAFSON | 0
SPIRAL FITTINGS:1090GDSEFL | 10" 90 DEG DIE STAMPED FLANGED ELBOWS, UNASSEMBLED | Uncategorized | SPIRAL FITTINGS INC | 0
SPIRAL FITTINGS:1206 | 12 X 6 HP REDUCER | Uncategorized | GUSTAFSON | 7 | Oklahoma City:Unassigned
SPIRAL FITTINGS:1208 | 12 X 8 HP REDUCER | Uncategorized | GUSTAFSON | 16 | Oklahoma City:Unassigned, Tulsa:E05B
SPIRAL FITTINGS:1211 | 12 X 10 HP REDUCER | Uncategorized | GUSTAFSON | 26 | Oklahoma City:Unassigned
SPIRAL FITTINGS:1212 | 12" on 12" HP SADDLE TAP | Uncategorized | GUSTAFSON | 6 | Oklahoma City:Unassigned
SPIRAL FITTINGS:1214 | 12" on 14" HP SADDLE TAP | Uncategorized | GUSTAFSON | 19 | Oklahoma City:Unassigned, Tulsa:D02A
SPIRAL FITTINGS:1216 | 12" on 16" HP SADDLE TAP | Uncategorized | GUSTAFSON | 21 | Oklahoma City:Unassigned, Tulsa:D02A
SPIRAL FITTINGS:1218 | 12" on 18"-22" HP SADDLE TAP | Uncategorized | GUSTAFSON | 6 | Oklahoma City:Unassigned, Tulsa:D02A
SPIRAL FITTINGS:1220 | 12" HP PIPE COUPLING | Uncategorized | GUSTAFSON | 79 | Oklahoma City:Unassigned, Tulsa:E04A
SPIRAL FITTINGS:1230 | 12" HP END CAP | Uncategorized | GUSTAFSON | 19 | Oklahoma City:Unassigned, Tulsa:E05B
SPIRAL FITTINGS:1240 | 12" HP TAKE OFF | Uncategorized | GUSTAFSON | 0
SPIRAL FITTINGS:1245 | 12" 45 DEG HP 1.0 ELBOW | Uncategorized | GUSTAFSON | 22 | Oklahoma City:Unassigned
SPIRAL FITTINGS:1245GDSEFL | 12" 45 DEG DIE STAMPED FLANGED ELBOWS, UNASSEMBLED | Uncategorized | SPIRAL FITTINGS INC | 2 | Tulsa:STAGING
SPIRAL FITTINGS:1245SS | 12" 45 DEG DIE STAMPED FLANGED ELBOWS, UNASSEMBLED 304 SS | Uncategorized | SPIRAL FITTINGS INC | 0
SPIRAL FITTINGS:1290 | 12" 90 DEG HP 1.0 ELBOW | Uncategorized | GUSTAFSON | 22 | Oklahoma City:Unassigned
SPIRAL FITTINGS:1290E | 12' 90 DEG. HP 1.5 ELBOW | Uncategorized | GUSTAFSON | 0
SPIRAL FITTINGS:1290GDSEFL | 12" 90 DEG DIE STAMPED FLANGED ELBOWS, UNASSEMBLED | Uncategorized | SPIRAL FITTINGS INC | 0
SPIRAL FITTINGS:1406RC | 14 X 6 HP REDUCER | Uncategorized | GUSTAFSON | 4 | Oklahoma City:Unassigned
SPIRAL FITTINGS:1408 | 14 X 8 HP REDUCER | Uncategorized | GUSTAFSON | 13 | Oklahoma City:Unassigned
SPIRAL FITTINGS:1411 | 14 X 10 HP REDUCER | Uncategorized | GUSTAFSON | 25 | Oklahoma City:Unassigned, Tulsa:E05B
SPIRAL FITTINGS:1412 | 14 X 12 HP REDUCER | Uncategorized | GUSTAFSON | 20 | Oklahoma City:Unassigned, Tulsa:E05B
SPIRAL FITTINGS:1418 | 14" on 18" HP SADDLE TAP PS | Uncategorized | GUSTAFSON | 14 | Oklahoma City:Unassigned, Tulsa:D02A
SPIRAL FITTINGS:1420 | 14" HP PIPE COUPLING | Uncategorized | GUSTAFSON | 3 | Oklahoma City:Unassigned, Tulsa:NEXT STORE
SPIRAL FITTINGS:142024PS | 14" on 20"- 24" HP SADDLE TAP PS | Uncategorized | GUSTAFSON | 1 | Oklahoma City:Unassigned
SPIRAL FITTINGS:1430 | 14" HP END CAP | Uncategorized | GUSTAFSON | 14 | Oklahoma City:Unassigned, Tulsa:E05B
SPIRAL FITTINGS:1440 | 14" HP TAKE OFF | Uncategorized | GUSTAFSON | 0
SPIRAL FITTINGS:1445 | 14" 45 DEG HP 1.0 ELBOW | Uncategorized | GUSTAFSON | 24 | Oklahoma City:Unassigned
SPIRAL FITTINGS:1445GDSEFL | 14" 45 DEG DIE STAMPED FLANGED ELBOWS, UNASSEMBLED | Uncategorized | SPIRAL FITTINGS INC | 0
SPIRAL FITTINGS:1450 | 14" on 14" HP SADDLE TAP PS | Uncategorized | GUSTAFSON | 4 | Oklahoma City:Unassigned
SPIRAL FITTINGS:1490 | 14" 90 DEG HP 1.0 ELBOW | Uncategorized | GUSTAFSON | 32 | Oklahoma City:Unassigned, Tulsa:D02A
SPIRAL FITTINGS:14in DW 1in FG End Cap Duct | 14" DW 1" HP END CAP ED | Uncategorized | GUSTAFSON | 0
SPIRAL FITTINGS:14on16DW1"PS-Saddle | 14" on 16" DW 1" HP SADDLE PS | Uncategorized | GUSTAFSON | 0
SPIRAL FITTINGS:1610 | 16 X 10 HP REDUCER | Uncategorized | GUSTAFSON | 23 | Oklahoma City:Unassigned, Tulsa:OVERFLOW
SPIRAL FITTINGS:1612 | 16 X 12 HP REDUCER | Uncategorized | GUSTAFSON | 17 | Oklahoma City:Unassigned
SPIRAL FITTINGS:1614 | 16 X 14 HP REDUCER | Uncategorized | GUSTAFSON | 11 | Oklahoma City:Unassigned
SPIRAL FITTINGS:1620 | 16" HP PIPE COUPLING | Uncategorized | GUSTAFSON | 75 | Oklahoma City:Unassigned, Tulsa:E04A
SPIRAL FITTINGS:1620PS | 16" on 18"-20" HP SADDLE TAP | Uncategorized | GUSTAFSON | 15 | Oklahoma City:Unassigned, Tulsa:D02A
SPIRAL FITTINGS:1630 | 16" HP END CAP | Uncategorized | GUSTAFSON | 24 | Oklahoma City:Unassigned, Tulsa:E05B
SPIRAL FITTINGS:1645 | 16" 45 DEG HP1.0 ELBOW | Uncategorized | GUSTAFSON | 5 | Oklahoma City:Unassigned, Tulsa:D02A
SPIRAL FITTINGS:1690 | 16" 90 DEG HP 1.0 ELBOW | Uncategorized | GUSTAFSON | 24 | Oklahoma City:Unassigned, Tulsa:D02A
SPIRAL FITTINGS:1814 | 18 X 14 HP REDUCER | Uncategorized | GUSTAFSON | 4 | Oklahoma City:Unassigned
SPIRAL FITTINGS:1816 | 18 X 16 HP REDUCER | Uncategorized | GUSTAFSON | 8 | Oklahoma City:Unassigned
SPIRAL FITTINGS:1820 | 18" HP PIPE COUPLING | Uncategorized | GUSTAFSON | 26 | Oklahoma City:Unassigned, Tulsa:Unassigned, Tulsa:E04A
SPIRAL FITTINGS:1830 | 18" HP END CAP | Uncategorized | GUSTAFSON | 14 | Oklahoma City:Unassigned, Tulsa:E05B
SPIRAL FITTINGS:1840 | 18" HP TAKE OFF | Uncategorized | GUSTAFSON | 0
SPIRAL FITTINGS:1845 | 18" 45 DEG HP 1.0 ELBOW | Uncategorized | GUSTAFSON | 8 | Oklahoma City:Unassigned
SPIRAL FITTINGS:1890 | 18" 90 DEG HP 1.0 ELBOW | Uncategorized | GUSTAFSON | 6 | Oklahoma City:Unassigned
SPIRAL FITTINGS:2012RC | 20 X 12 HP REDUCER | Uncategorized | GUSTAFSON | 6 | Oklahoma City:Unassigned
SPIRAL FITTINGS:2014 | 20 X 14 HP REDUCER | Uncategorized | GUSTAFSON | 5 | Oklahoma City:Unassigned
SPIRAL FITTINGS:2016RC | 20 X 16 HP REDUCER | Uncategorized | GUSTAFSON | 5 | Oklahoma City:Unassigned
SPIRAL FITTINGS:2018RC | 20 X 18 HP REDUCER | Uncategorized | GUSTAFSON | 4 | Oklahoma City:Unassigned, Tulsa:E05B
SPIRAL FITTINGS:2020 | 20" HP PIPE COUPLING | Uncategorized | GUSTAFSON | 36 | Oklahoma City:Unassigned, Tulsa:E04A
SPIRAL FITTINGS:2030 | 20" HP END CAP | Uncategorized | GUSTAFSON | 8 | Oklahoma City:Unassigned, Tulsa:E05B
SPIRAL FITTINGS:2040 | 20" HP TAKE OFF | Uncategorized | GUSTAFSON | 0
SPIRAL FITTINGS:2045 | 20" 45 DEG HP 1.0 ELBOW | Uncategorized | GUSTAFSON | 8 | Oklahoma City:Unassigned
SPIRAL FITTINGS:2090 | 20" 90 DEG HP 1.0 ELBOW | Uncategorized | GUSTAFSON | 11 | Oklahoma City:Unassigned, Tulsa:E05A
SPIRAL FITTINGS:2216RC | 22 X 16 HP REDUCER | Uncategorized | GUSTAFSON | 0
SPIRAL FITTINGS:2218RC | 22 X 18 HP REDUCER | Uncategorized | GUSTAFSON | 0
SPIRAL FITTINGS:2220NP | 22" HP PIPE COUPLING | Uncategorized | GUSTAFSON | 0
SPIRAL FITTINGS:2220RC | 22 X 20 HP REDUCER | Uncategorized | GUSTAFSON | 0
SPIRAL FITTINGS:2230 | 22" HP END CAP | Uncategorized | GUSTAFSON | 0
SPIRAL FITTINGS:2290 | 22" 90 DEG HP 1.0 ELBOW | Uncategorized | GUSTAFSON | 4 | Oklahoma City:Unassigned
SPIRAL FITTINGS:2290LR | 22" 90 DEG HP 1.5 ELBOW | Uncategorized | GUSTAFSON | 2 | Oklahoma City:Unassigned
SPIRAL FITTINGS:2420NP | 24" HP PIPE COUPLING | Uncategorized | GUSTAFSON | 0
SPIRAL FITTINGS:2490 | 24" 90 DEG HP 1.0 ELBOW | Uncategorized | GUSTAFSON | 1 | Oklahoma City:Unassigned
SPIRAL FITTINGS:2622RC | 26 X 22 HP REDUCER | Uncategorized | GUSTAFSON | 1 | Oklahoma City:Unassigned
SPIRAL FITTINGS:31118HP | 18" IN-LINE DAMPER W/ 2" STANDOFF & CUP 24 GA. | Uncategorized | GUSTAFSON | 0
SPIRAL FITTINGS:4020 | 4" HP PIPE COUPLING | Uncategorized | GUSTAFSON | 78 | Oklahoma City:Unassigned, Tulsa:E04A
SPIRAL FITTINGS:4030 | 4" HP END CAP | Uncategorized | GUSTAFSON | 68 | Oklahoma City:Unassigned, Tulsa:E05B
SPIRAL FITTINGS:4045 | 4" 45 DEG HP 1.0 ELBOW | Uncategorized | GUSTAFSON | 54 | Oklahoma City:Unassigned, Tulsa:D01A
SPIRAL FITTINGS:4090 | 4" 90 DEG HP 1.0 ELBOW | Uncategorized | GUSTAFSON | 52 | Oklahoma City:Unassigned
SPIRAL FITTINGS:6020 | 6" HP PIPE COUPLING | Uncategorized | GUSTAFSON | 83 | Oklahoma City:Unassigned, Tulsa:E04A
SPIRAL FITTINGS:6030 | 6" HP END CAP | Uncategorized | GUSTAFSON | 77 | Oklahoma City:Unassigned, Tulsa:E05B
SPIRAL FITTINGS:6040 | 6 X 4 HP REDUCER | Uncategorized | GUSTAFSON | 31 | Oklahoma City:Unassigned, Tulsa:E05B
SPIRAL FITTINGS:6045 | 6" 45 DEG HP 1.0 ELBOW | Uncategorized | GUSTAFSON | 78 | Oklahoma City:Unassigned, Tulsa:E04A
SPIRAL FITTINGS:604515 | 6" 45 DEG. HP 1.5 ELBOW | Uncategorized | GUSTAFSON | 0
SPIRAL FITTINGS:6050 | 6 X 5 HP REDUCER | Uncategorized | GUSTAFSON | 0
SPIRAL FITTINGS:6090 | 6" 90 DEG HP 1.0 ELBOW | Uncategorized | GUSTAFSON | 82 | Oklahoma City:Unassigned, Tulsa:E04A
SPIRAL FITTINGS:6090E | 6" 90 DEG. HP 1.5 ELBOW | Uncategorized | GUSTAFSON | 0
SPIRAL FITTINGS:6SNC120G928 | 6" x 10' SPIRAL PIPE NON-CORRUGATED | Uncategorized | GUSTAFSON | 0
SPIRAL FITTINGS:8006 | 8 X 6 HP REDUCER | Uncategorized | GUSTAFSON | 8 | Oklahoma City:Unassigned
SPIRAL FITTINGS:8020 | 8" HP PIPE COUPLING | Uncategorized | GUSTAFSON | 132 | Oklahoma City:Unassigned, Tulsa:E04A
SPIRAL FITTINGS:8030 | 8" HP END CAP | Uncategorized | GUSTAFSON | 57 | Oklahoma City:Unassigned, Tulsa:E05B
SPIRAL FITTINGS:8040 | 8" HP TAKE OFF | Uncategorized | GUSTAFSON | 0
SPIRAL FITTINGS:8045 | 8" 45 DEG HP 1.0 ELBOW | Uncategorized | GUSTAFSON | 115 | Oklahoma City:Unassigned, Tulsa:E05A
SPIRAL FITTINGS:8050 | 8" on 8" HP SADDLE TAP | Uncategorized | GUSTAFSON | 16 | Oklahoma City:Unassigned
SPIRAL FITTINGS:8090 | 8" 90 DEG HP ELBOW | Uncategorized | GUSTAFSON | 88 | Oklahoma City:Unassigned, Tulsa:E05A
SPIRAL FITTINGS:81050 | 8" on 9"-10" HP SADDLE TAP | Uncategorized | GUSTAFSON | 22 | Oklahoma City:Unassigned
SPIRAL FITTINGS:866HPWYE | 8" X 6" X 6" HP WYE | Uncategorized | GUSTAFSON | 0
SPIRAL FITTINGS:9008 | 9 X 8 HP REDUCER RC | Uncategorized | GUSTAFSON | 1 | Oklahoma City:Unassigned
SPIRAL FITTINGS:BGAL6 | 6" DIECAST ALUMINUM FULL BLAST GATE | Uncategorized | GUSTAFSON | 0
SPIRAL FITTINGS:G10804R | 8" X 4" DW 1" HP REDUCER GSKT.......... | Uncategorized | GUSTAFSON | 0
SPIRAL FITTINGS:G10808TV | 8" X 8" X 8" DW 1" HP WYE GSKT........ | Uncategorized | GUSTAFSON | 0
SPIRAL FITTINGS:G1101088XV | 10" X 10" X 8" DW 1" HP 45 DEG CROSS GSKT | Uncategorized | GUSTAFSON | 0
SPIRAL FITTINGS:G11020 | 10" DW 1" HP COUPLING GSKT CD.... | Uncategorized | GUSTAFSON | 0
SPIRAL FITTINGS:G11030 | 10" DW 1" HP END CAP GSKT........ | Uncategorized | GUSTAFSON | 0
SPIRAL FITTINGS:G11045 | 10" DW 1" 90 HP 1.0 ELBOW GSKT.... | Uncategorized | GUSTAFSON | 0
SPIRAL FITTINGS:G11220 | 12" DW 1" HP COUPLING GSKT CD...... | Uncategorized | GUSTAFSON | 0
SPIRAL FITTINGS:G11245 | 12" DW 1" 45 HP 1.0 ELBOW GSKT............ | Uncategorized | GUSTAFSON | 0
SPIRAL FITTINGS:G11260RC | 12" X 6" DW 1" HP REDUCER GSKT RC.......... | Uncategorized | GUSTAFSON | 0
SPIRAL FITTINGS:G11280RC | 12" X 8" DW 1" HP REDUCER GSKT RC........ | Uncategorized | GUSTAFSON | 0
SPIRAL FITTINGS:G11290 | 12" DW 1" 90 HP 1.0 ELBOW GSKT.......... | Uncategorized | GUSTAFSON | 0
SPIRAL FITTINGS:G11290RC | 12" X 9" DW 1" HP REDUCER GSKT RC.......... | Uncategorized | GUSTAFSON | 0
SPIRAL FITTINGS:G11299Y | 12" X 9" X 9" DW 1" HP TRUE WYE GSKT.......... | Uncategorized | GUSTAFSON | 0
SPIRAL FITTINGS:G11810TV | 18" X 18" X 10" DW 1" HP WYE GSKT........ | Uncategorized | GUSTAFSON | 0
SPIRAL FITTINGS:G11812RC | 18" X 12" DW 1" HP REDUCER GSKT.......... | Uncategorized | GUSTAFSON | 0
SPIRAL FITTINGS:G11812RTV | 18" X 18" X 12" DW 1" HP WYE GSKT............ | Uncategorized | GUSTAFSON | 0
SPIRAL FITTINGS:G11820 | 18" DW 1" HP COUPLING GSKT CD............ | Uncategorized | GUSTAFSON | 0
SPIRAL FITTINGS:G11830ER | 18" DW 1" 30 HP 1.0 ELBOW GSKT.............. | Uncategorized | GUSTAFSON | 0
SPIRAL FITTINGS:G11886TRV | 18" X 8" X 6" DW 1" HP WYE GSKT.............. | Uncategorized | GUSTAFSON | 0
SPIRAL FITTINGS:G1188TV | 18" X 18" X 8" DW 1" HP WYE ................ | Uncategorized | GUSTAFSON | 0
SPIRAL FITTINGS:G11890 | 18" DW 1" 90 HP 1.0 ELBOW GSKT................ | Uncategorized | GUSTAFSON | 0
SPIRAL FITTINGS:G1220 | 12" HP COUPLING GSKT CD................ | Uncategorized | GUSTAFSON | 0
SPIRAL FITTINGS:G1245 | 12" 45 DEG HP 1.0 ELBOW GSKT................ | Uncategorized | GUSTAFSON | 0
SPIRAL FITTINGS:G1280RC | 12" X 8" HP REDCUER GKT RC.............. | Uncategorized | GUSTAFSON | 0
SPIRAL FITTINGS:G1286TRV | 12" X 8" X 6" HP WYE GSKT................ | Uncategorized | GUSTAFSON | 0
SPIRAL FITTINGS:G1288TRV | 12" X 8" X 8" HP WYE GSKT.............. | Uncategorized | GUSTAFSON | 0
SPIRAL FITTINGS:G1290 | 12" 90 DEG HP 1.0 ELBOW GSKT................ | Uncategorized | GUSTAFSON | 0
SPIRAL FITTINGS:G14020 | 4" DW 1" HP COUPLING GSKT CD........................ | Uncategorized | GUSTAFSON | 0
SPIRAL FITTINGS:G14045 | 4" DW 1" 45 HP 1.0 ELBOW GSKT................ | Uncategorized | GUSTAFSON | 0
SPIRAL FITTINGS:G14050DTG | 4" DW 1" HP MANUAL DAMPER DT................ | Uncategorized | GUSTAFSON | 0
SPIRAL FITTINGS:G14090 | 4" DW 1" 90 HP 1.0 ELBOW GSKT................ | Uncategorized | GUSTAFSON | 0
SPIRAL FITTINGS:G16020 | 6" DW 1" HP COUPLING GSKT CD................ | Uncategorized | GUSTAFSON | 0
SPIRAL FITTINGS:G16050DS | 6" DW 1" HP DAMPER BLADE ................ | Uncategorized | GUSTAFSON | 0
SPIRAL FITTINGS:G16090 | 6" DW 1" 90 HP 1.0 ELBOW GSKT................ | Uncategorized | GUSTAFSON | 0
SPIRAL FITTINGS:G18020 | 8" DW 1" HP COUPLING GSKT CD.................. | Uncategorized | GUSTAFSON | 0
SPIRAL FITTINGS:G18045 | 8" DW 1" 45 HP 1.0 ELBOW GSKT.................. | Uncategorized | GUSTAFSON | 0
SPIRAL FITTINGS:G18050DS | 8" DW 1" HP DAMPER BLADE .................. | Uncategorized | GUSTAFSON | 0
SPIRAL FITTINGS:G18060RC | 8" X 6" DW 1 HP REDUCER GSKT.................... | Uncategorized | GUSTAFSON | 0
SPIRAL FITTINGS:G18090 | 8" DW 1" 90 DEG HP 1.0 ELBOW GSKT...................... | Uncategorized | GUSTAFSON | 0
SPIRAL FITTINGS:G181212TRV | 18" X 12" X 12" HP WYE TVR ...................... | Uncategorized | GUSTAFSON | 0
SPIRAL FITTINGS:G1812RC | 18" X 24" HP REDUCER GSKT RC...................... | Uncategorized | GUSTAFSON | 0
SPIRAL FITTINGS:G18188TRV | 18" X 18" X 18" 45 DEG HP STRAIGHT TEE GSKT TV........................ | Uncategorized | GUSTAFSON | 0
SPIRAL FITTINGS:G1820 | 18" HP COUPLING GSKT CD........................ | Uncategorized | GUSTAFSON | 0
SPIRAL FITTINGS:G1845 | 18" 45 DEG HP 1.0 ELBOW GSKT........................ | Uncategorized | GUSTAFSON | 0
SPIRAL FITTINGS:G1890 | 18" 90 DEG HP 1.0 ELBOW GSKT...................... | Uncategorized | GUSTAFSON | 0
SPIRAL FITTINGS:G19020 | 9" DW 1" HP COUPLING GSKT CD...................... | Uncategorized | GUSTAFSON | 0
SPIRAL FITTINGS:G19045 | 9" DW 1" 45 DEG HP 1.0 ELBOW GSKT.......................... | Uncategorized | GUSTAFSON | 0
SPIRAL FITTINGS:G19050DS | 9" DW 1" HP MANUAL DAMPER BLADE .......................... | Uncategorized | GUSTAFSON | 0
SPIRAL FITTINGS:G19090 | 9" DW 1" 90 DEG HP 1.0 ELBOW GSKT............................ | Uncategorized | GUSTAFSON | 0
SPIRAL FITTINGS:G1GASK | 1" BLUE END GUARD D-SHAPED GSKT | Uncategorized | GUSTAFSON | 0
SPIRAL FITTINGS:G6045 | 6" 45 DEG HP ELBOW GSKT............................ | Uncategorized | GUSTAFSON | 0
SPIRAL FITTINGS:G6090 | 6" HP COUPLING CD GSKT............................ | Uncategorized | GUSTAFSON | 0
SPIRAL FITTINGS:G612RRT | 6" X 6" HP SQ - RD TRANS GSKT............................ | Uncategorized | GUSTAFSON | 0
SPIRAL FITTINGS:G66090 | 6" 90 DEG HP ELBOW GSKT.............................. | Uncategorized | GUSTAFSON | 0
SPIRAL FITTINGS:G8020 | 8" HP COUPLING CD GSKT .............................. | Uncategorized | GUSTAFSON | 0
SPIRAL FITTINGS:G8045 | 8" 45 DEG HP ELBOW GSKT.............................. | Uncategorized | GUSTAFSON | 0
SPIRAL FITTINGS:G8060 | 8" X 6" HP REDUCER RC GKT.............................. | Uncategorized | GUSTAFSON | 0
SPIRAL FITTINGS:G8090 | 8" 90 DEG HP ELBOW GSKT.............................. | Uncategorized | GUSTAFSON | 0
SPIRAL FITTINGS:I112SCV120PF24G928 | 12" X 10' DW 1" SPIRAL PIPE | Uncategorized | GUSTAFSON | 0
SPIRAL FITTINGS:I114SCV120PF24G926 | 14" X 10' DW 1" SPIRAL PIPE | Uncategorized | GUSTAFSON | 0
SPIRAL FITTINGS:I116SCV120PF24G926 | 16" X 10' DW 1" SPIRAL PIPE | Uncategorized | GUSTAFSON | 0
SPIRAL FITTINGS:I122SCV120PF24G926 | 22" X 10" DW 1" SPIRAL PIPE | Uncategorized | GUSTAFSON | 0
SPIRAL FITTINGS:I132SCV120PF24G924 | 32" X 10' DW 1" HP SPRIAL PIPE | Uncategorized | GUSTAFSON | 0
SPIRAL FITTINGS:I1N06E90PF22G924 | 6" 90 DEG DW 1" HP 1.5 ELBOW | Uncategorized | GUSTAFSON | 7 | Tulsa:NEXT STORE
SPIRAL FITTINGS:I1N08E90PF22G924 | 8" 90 DEG DW 1" HP 1.5 ELBOW | Uncategorized | GUSTAFSON | 1 | Tulsa:NEXT STORE
SPIRAL FITTINGS:I1N10E90PF22G924 | 10" 90 DEG DW 1" HP 1.5 ELBOW | Uncategorized | GUSTAFSON | 6 | Tulsa:NEXT STORE
SPIRAL FITTINGS:I1N12E90PF22G924 | 12" 90 DEG DW 1" HP 1.5 ELBOW | Uncategorized | GUSTAFSON | 1 | Tulsa:NEXT STORE
SPIRAL FITTINGS:I1N12PB32PF22G922T | 12" ON 32" DW 1" HP BOOT SADDLE PB | Uncategorized | GUSTAFSON | 0
SPIRAL FITTINGS:I1N12PB32PF22G924 | 12" ON 32" DW 1" HP BOOT SADDLE PB | Uncategorized | GUSTAFSON | 1 | Tulsa:NEXT STORE
SPIRAL FITTINGS:I1N14E90PF22G924 | 14" 90 DEG DW 1" HP 1.5 ELBOW | Uncategorized | GUSTAFSON | 4 | Tulsa:NEXT STORE
SPIRAL FITTINGS:I1N14E90PF22G924TT | 14" 90 DEG DW 1" HP 1.5 ELBOW | Uncategorized | GUSTAFSON | 0
SPIRAL FITTINGS:I1N14PB22PF22G924 | 14" ON 22" DW 1" HP BOOT SADDLE PB | Uncategorized | GUSTAFSON | 2 | Tulsa:NEXT STORE
SPIRAL FITTINGS:I1N14PB22PF22G924T | 14" ON 22" DW 1" HP BOOT SADDLE PB | Uncategorized | GUSTAFSON | 0
SPIRAL FITTINGS:I1N14PB32PF22G922T | 14" ON 32" DW 1" HP BOOT SADDLE PB | Uncategorized | GUSTAFSON | 0
SPIRAL FITTINGS:I1N14PB32PF22G924 | 14" ON 32" DW 1" HP BOOT SADDLE PB | Uncategorized | GUSTAFSON | 2 | Tulsa:NEXT STORE
SPIRAL FITTINGS:I1N14RC12PF22G924 | 14" X 12" DW 1" HP REDUCER RC | Uncategorized | GUSTAFSON | 4 | Tulsa:NEXT STORE
SPIRAL FITTINGS:I1N14RC12PF22G924TT | 14" X 12" DW 1" HP REDUCER RC | Uncategorized | GUSTAFSON | 0
SPIRAL FITTINGS:I1N16E90PF22G924 | 16" 90 DEG DW 1" HP 1.5 ELBOW | Uncategorized | GUSTAFSON | 5 | Tulsa:NEXT STORE
SPIRAL FITTINGS:I1N16E90PF22G924TT | 16" 90 DEG DW 1" HP 1.5 ELBOW | Uncategorized | GUSTAFSON | 0
SPIRAL FITTINGS:I1N16PB22PF22G924 | 16" ON 22" DW 1" HP BOOT SADDLE PB | Uncategorized | GUSTAFSON | 1 | Tulsa:NEXT STORE
SPIRAL FITTINGS:I1N16PB22PF22G924T | 16" ON 22" DW 1" HP BOOT SADDLE PB | Uncategorized | GUSTAFSON | 0
SPIRAL FITTINGS:I1N16PB32PF22G922T | 16" ON 32" DW 1" HP BOOT SADDLE PB | Uncategorized | GUSTAFSON | 0
SPIRAL FITTINGS:I1N16PB32PF22G924 | 16" ON 32" DW 1" HP BOOT SADDLE PB | Uncategorized | GUSTAFSON | 1 | Tulsa:NEXT STORE
SPIRAL FITTINGS:I1N16RC14PF22G924 | 16 X 14 DW 1" HP REDUCER RC | Uncategorized | GUSTAFSON | 2 | Tulsa:NEXT STORE
SPIRAL FITTINGS:I1N16RC14PF22G924TT | 16 X 14 DW 1" HP REDUCER RC | Uncategorized | GUSTAFSON | 0
SPIRAL FITTINGS:I1N18E90PF22G924 | 18" DW 1" 90 DEG HP 1.5 ELBOW | Uncategorized | GUSTAFSON | 11 | Tulsa:NEXT STORE
SPIRAL FITTINGS:I1N20E90PF22G924 | 20" DW 1" 90 DEG HP 1.5 ELBOW | Uncategorized | GUSTAFSON | 4 | Tulsa:NEXT STORE
SPIRAL FITTINGS:I1N22EDPF22G924 | 22" DW 1" END CAP ED | Uncategorized | GUSTAFSON | 1 | Tulsa:NEXT STORE
SPIRAL FITTINGS:I1N22EDPF22G924T | 22" DW 1" END CAP ED | Uncategorized | GUSTAFSON | 0
SPIRAL FITTINGS:I1N32E45PF20G922 | 32" DW 1" 45 DEG HP 1.5 ELBOW | Uncategorized | GUSTAFSON | 1 | Tulsa:NEXT STORE
SPIRAL FITTINGS:I1N32E45PF20G922TT | 32" DW 1" 45 DEG HP 1.5 ELBOW | Uncategorized | GUSTAFSON | 0
SPIRAL FITTINGS:I1N32E90PF20G922 | 32" DW 1" 90 DEG HP 1.5 ELBOW | Uncategorized | GUSTAFSON | 3 | Tulsa:NEXT STORE
SPIRAL FITTINGS:I1N32E90PF20G922TT | 32" DW 1" 90 DEG HP 1.5 ELBOW | Uncategorized | GUSTAFSON | 0
SPIRAL FITTINGS:I1N32RC22PF20G922 | 32 X 22 DW 1" HP REDUCER RC | Uncategorized | GUSTAFSON | 1 | Tulsa:W/C TO CUSTOMER
SPIRAL FITTINGS:I1N32RC22PF20G922TT | 32 X 22 DW 1" HP REDUCER RC | Uncategorized | GUSTAFSON | 0
SPIRAL FITTINGS:N06DSG924 | 6" MANUAL VOLUME DAMPER DS | Uncategorized | GUSTAFSON | 0
SPIRAL FITTINGS:N08E90G924 | 8" 90 DEG HP 1.5 ELBOW | Uncategorized | GUSTAFSON | 0
SPIRAL FITTINGS:N10E90G924 | 10" 90 DEG HP 1.5 ELBOW | Uncategorized | GUSTAFSON | 0
SPIRAL FITTINGS:N16E90G924 | 16" 90 DEG HP 1.5 ELBOW | Uncategorized | GUSTAFSON | 0
SPIRAL FITTINGS:N18E45G924 | 18" 45 DEG 1.5 ELBOW | Uncategorized | GUSTAFSON | 0
SPIRAL FITTINGS:N18E90G924 | 18" 90 DEG HP 1.5 ELBOW | Uncategorized | GUSTAFSON | 0
SPIRAL FITTINGS:N18TS18G924 | 18" X 18" X 18' HP STRAIGHT TEE TS | Uncategorized | GUSTAFSON | 0
SPIRAL FITTINGS:N20E90G924 | 20" 90 DEG HP 1.5 ELBOW | Uncategorized | GUSTAFSON | 0
SPIRAL FITTINGS:N20TS20G924 | 20" X 20" X 20" HP STRAIGHT TEE TS | Uncategorized | GUSTAFSON | 0
SPIRAL FITTINGS:U16DSPS20-18G924 | 16" X 20" X 18 HP STRAIGHT TAP DSPS | Uncategorized | GUSTAFSON | 0
SPIRAL PIPE | DO NOT USE - ITEM CATEGORY | Uncategorized |  | 0
SPIRAL PIPE:1010 | 10" X 10' SPIRAL PIPE | Uncategorized | GUSTAFSON | 36 | Oklahoma City:Unassigned, Tulsa:OVERFLOW
SPIRAL PIPE:1210 | 12" X 10' SPIRAL PIPE | Uncategorized | GUSTAFSON | 18 | Oklahoma City:Unassigned, Tulsa:OVERFLOW
SPIRAL PIPE:1210NG | 12" X 10' SPIRAL PIPE-NON CORRUGATED | Uncategorized | GUSTAFSON | 10 | Tulsa:OVERFLOW
SPIRAL PIPE:1410 | 14" X 10' SPIRAL PIPE | Uncategorized | GUSTAFSON | 18 | Oklahoma City:Unassigned, Tulsa:OVERFLOW
SPIRAL PIPE:1610 | 16" X 10' SPIRAL PIPE | Uncategorized | GUSTAFSON | 15 | Oklahoma City:Unassigned, Tulsa:OVERFLOW
SPIRAL PIPE:1810 | 18" X 10' SPIRAL PIPE | Uncategorized | GUSTAFSON | 12 | Oklahoma City:Unassigned
SPIRAL PIPE:2010 | 20" X 10' SPIRAL PIPE | Uncategorized | GUSTAFSON | 8 | Oklahoma City:Unassigned
SPIRAL PIPE:2210 | 22" X 10' SPIRAL PIPE | Uncategorized | GUSTAFSON | 0
SPIRAL PIPE:2410 | 24" X 10' SPIRAL PIPE | Uncategorized | GUSTAFSON | 1 | Oklahoma City:Unassigned
SPIRAL PIPE:2610 | 26" X 10' SPIRAL PIPE | Uncategorized | GUSTAFSON | 1 | Oklahoma City:Unassigned
SPIRAL PIPE:3610 | 36" X 10' SPIRAL PIPE | Uncategorized | GUSTAFSON | 0
SPIRAL PIPE:4010 | 4" X 10' SPIRAL PIPE - (NON CORRUGATED) | Uncategorized | GUSTAFSON | 52 | Oklahoma City:Unassigned, Tulsa:Unassigned
SPIRAL PIPE:6010 | 6" X 10' SPIRAL PIPE | Uncategorized | GUSTAFSON | 77 | Oklahoma City:Unassigned, Tulsa:OVERFLOW
SPIRAL PIPE:8010 | 8" X 10' SPIRAL PIPE | Uncategorized | GUSTAFSON | 78 | Oklahoma City:Unassigned, Tulsa:OVERFLOW
SPIRAL PIPE:G11010 | 10" X 10' DW 1" SPIRAL PIPE CORR PIPE .. | Uncategorized | GUSTAFSON | 0
SPIRAL PIPE:G11210 | 12" X 10' DW 1" SPIRAL PIPE CORR PIPE .... | Uncategorized | GUSTAFSON | 0
SPIRAL PIPE:G11810 | 18" X 10' DW 1" SPIRAL PIPE CORR PIPE.... | Uncategorized | GUSTAFSON | 0
SPIRAL PIPE:G1410 | 4" X 10' DW 1" SPIRAL PIPE CORR PIPE .... | Uncategorized | GUSTAFSON | 0
SPIRAL PIPE:G16010 | 6" X 10' DW 1" SPIRAL PIPE CORR PIPE .... | Uncategorized | GUSTAFSON | 0
SPIRAL PIPE:G18010 | 8" X 10' DW 1" SPIRAL PIPE CORR PIPE ...... | Uncategorized | GUSTAFSON | 0
SPIRAL PIPE:G19010 | 9" X 10' DW 1" SPIRAL PIPE CORR PIPE ...... | Uncategorized | GUSTAFSON | 0
SPIRAL REGISTER | DO NOT USE - ITEM CATEGORY | Uncategorized |  | 0
SPIRAL REGISTER:1330 | 13 X 3 DMR SPIRAL DIFFUSER | Uncategorized | GUSTAFSON | 25 | Oklahoma City:Unassigned, Tulsa:O10D
SPIRAL REGISTER:1360 | 13 X 6 DMR SPIRAL DIFFUSER | Uncategorized | GUSTAFSON | 19 | Oklahoma City:Unassigned, Tulsa:O10D
SPIRAL REGISTER:2130 | 21 X 3 DMR SPIRAL DIFFUSER | Uncategorized | GUSTAFSON | 13 | Oklahoma City:Unassigned, Tulsa:O10D
SPIRAL REGISTER:2160 | 21 X 6 DMR SPIRAL DIFFUSER | Uncategorized | GUSTAFSON | 19 | Oklahoma City:Unassigned
STEEL SHEETS | DO NOT USE - ITEM CATEGORY | Uncategorized |  | 0
STEEL SHEETS:41022 | 4' X 10' 22GA G90 GALV SHEETS | Uncategorized | NIM Group | 84 | Tulsa:K01A
STEEL SHEETS:41024 | 4' X 10' 24GA G90 GALV SHEETS | Uncategorized | NIM Group | 74 | Oklahoma City:Unassigned, Tulsa:H05C
STEEL SHEETS:41026 | 4' X 10' 26GA G90 GALV SHEETS | Uncategorized | NIM Group | 315 | Oklahoma City:Unassigned, Tulsa:I01B
STEEL SHEETS:51020 | 5' X 10' 20GA G90 GALV SHEETS | Uncategorized | NIM Group | 20 | Tulsa:H05C
STEEL SHEETS:51022 | 5' X 10' 22GA G90 GALV SHEETS | Uncategorized | NIM Group | 52 | Tulsa:K01C
STEEL SHEETS:51024 | 5' X 10' 24GA G90 GALV SHEETS | Uncategorized | NIM Group | 54 | Tulsa:H05D
STEEL SHEETS:51026 | 5' X 10' 26GA G90 GALV SHEETS | Uncategorized | NIM Group | 105 | Tulsa:I01C
STRUT | DO NOT USE - ITEM CATEGORY | Uncategorized | ZSI-FOSTER | 0
STRUT:87078 | 12GA 1-5/8" X 7/8" - 10FT GALV. STRUT | Uncategorized | ZSI-FOSTER | 0
STRUT:87100 | 12GA. 1-5/8" X 1-5/8" - 10FT GALV STRUT | Uncategorized | ZSI-FOSTER | 48 | Tulsa:RACK20C
STRUT:87160 | 14GA. 1-5/8" X 1-5/8" -10 FT GALV STRUT | Uncategorized | ZSI-FOSTER | 161 | Oklahoma City:Unassigned
STRUT:87200 | 12GA 1-5/8" X 1-5/8" - 20FT GALV STRUT | Uncategorized | ZSI-FOSTER | 0
STRUT:87260 | 14GA. 1-5/8" X 1-5/8" -20FT GALV STRUT | Uncategorized | ZSI-FOSTER | 41 | Oklahoma City:Unassigned
STRUT:87270 | 14GA. 1-5/8" X 13/16" - 20FT GALV STRUT | Uncategorized | ZSI-FOSTER | 25 | Tulsa:Unassigned
STRUT:87300 | 3/8"-16 X 10FT THREADED ROD | Uncategorized | ZSI-FOSTER | 171 | Oklahoma City:Unassigned, Tulsa:RACK20C
STRUT:87310 | ROD COUPLER FOR 3/8-16 ALL THREAD | Uncategorized | ZSI-FOSTER | 1015 | Oklahoma City:Unassigned, Tulsa:RACK20C
STRUT:87320-EA | 3/8"X16-1-1/2IN. HEX CAP BOLT | Uncategorized | ZSI-FOSTER | 1500 | Oklahoma City:Unassigned
STRUT:87340-EA | 3/8" FLAT WASHER | Uncategorized | ZSI-FOSTER | 2300 | Oklahoma City:Unassigned, Tulsa:D01D
STRUT:87350-EA | 3/8"X16 HEX NUT | Uncategorized | ZSI-FOSTER | 3312 | Oklahoma City:Unassigned, Tulsa:D01D
STRUT:87600-EA | 3/8 - 16 CHANNEL NUT W/SPRING | Uncategorized | ZSI-FOSTER | 799 | Oklahoma City:Unassigned
STRUT:87700 | 3/8" BEAM CLAMP | Uncategorized | ZSI-FOSTER | 210 | Oklahoma City:Unassigned
STRUT:87800 | 2" X 1-7/8 TWO-HOLE END CONNCTOR | Uncategorized | ZSI-FOSTER | 50 | Oklahoma City:Unassigned
STRUT:87830 | 4 HOLE 2-1/4" X 1-5/8" ANGLE - 3-1/4" WIDE COLUMN SPLCE CONECTOR (25/CTN) | Uncategorized | ZSI-FOSTER | 0
STRUT:87840 | CBM 6" CUSH BLOCK | Uncategorized | ZSI-FOSTER | 97 | Oklahoma City:Unassigned, Tulsa:Unassigned
STRUT:87850 | CBN 10" CUSH BLOCK | Uncategorized | ZSI-FOSTER | 96 | Oklahoma City:Unassigned
TAPE | DO NOT USE - ITEM CATEGORY | Uncategorized |  | 0
TAPE:30019-INV | 18"x1500' 80ga Shrink Wrap, Clear | Uncategorized | CUSTOM STRETCH WRAP SERVICES, LLC | 56 | Tulsa:C04D
TAPE:31650 | 2" X 50YD AF975 FOIL TAPE | HVAC ITEMS:HVAC - MOST COMMON | SHURTAPE TECHNOLOGIES LLC | 35 | Tulsa:O2C
TAPE:31751 | 2-1/2" X 60YD AF099 UL-181A SMACNA PRTD FOIL TAPE | HVAC ITEMS:HVAC - MOST COMMON | SHURTAPE TECHNOLOGIES LLC | 97 | Oklahoma City:Unassigned, Tulsa:O1C
TAPE:58920 | 2" X 60YD PC621 PRTD DUCT TAPE | HVAC ITEMS:HVAC - MOST COMMON | SHURTAPE TECHNOLOGIES LLC | 75 | Oklahoma City:Unassigned
TAPE:58920A | 2" X 60YD PC609 PRTD DUCT TAPE HI-TEMP | HVAC ITEMS:HVAC - MOST COMMON | SHURTAPE TECHNOLOGIES LLC | 107 | Tulsa:O2C
TAPE:58921 | AF995CT - 3" X 50YD - ASJ WHITE.. | Uncategorized | SHURTAPE TECHNOLOGIES LLC | 47 | Oklahoma City:Unassigned
TAPE:58923 | 2" X 60YD PC857 SLVR PRTD DUCT TAPE | Uncategorized | SHURTAPE TECHNOLOGIES LLC | 36 | Oklahoma City:Unassigned
TAPE:58924 | 2" X 60YD PC618 DUCT TAPE | Uncategorized | SHURTAPE TECHNOLOGIES LLC | 3 | Oklahoma City:Unassigned
TAPE:58926 | 2" X 60YD PC9 DUCT TAPE | HVAC ITEMS:HVAC - MOST COMMON | SHURTAPE TECHNOLOGIES LLC | 146 | Oklahoma City:Unassigned, Tulsa:O1C
TAPE:58930 | 3" X50YD #460 WHITE VINYL SEAM TAPE | HVAC ITEMS:HVAC - MOST COMMON | ECHOTAPE USA, INC. | 38 | Tulsa:O2C
TAPE:58950 | 1-1/2" X 60YD DF TAPE | HVAC ITEMS:HVAC - MOST COMMON | ECHOTAPE USA, INC. | 232 | Oklahoma City:Unassigned, Tulsa:O1C
TAPE:58952 | 2" X 60YD DP-050 DF TAPE | HVAC ITEMS:HVAC - MOST COMMON | SHURTAPE TECHNOLOGIES LLC | 571 | Oklahoma City:Unassigned, Tulsa:SHOWROOM FLOOR
TAPE:58970 | 3" X 50YD WMP-VRR PATCH TAPE | HVAC ITEMS:HVAC - MOST COMMON | ECHOTAPE USA, INC. | 286 | Oklahoma City:Unassigned, Tulsa:O1C
TAPE:58980 | 3" X 50YD WMP-VR R BLACK TAPE | HVAC ITEMS:HVAC - MOST COMMON | ECHOTAPE USA, INC. | 35 | Oklahoma City:Unassigned, Tulsa:O1C
TAPE:59110 | 3" X 50YD AF984 FSK TAPE | HVAC ITEMS:HVAC - MOST COMMON | SHURTAPE TECHNOLOGIES LLC | 195 | Oklahoma City:Unassigned, Tulsa:O1C
TAPE:59400 | 4" X 50YD 2.5 MIL FOIL TAPE AF 975 | HVAC ITEMS:HVAC - MOST COMMON | SHURTAPE TECHNOLOGIES LLC | 21 | Tulsa:O2C
TAPE:59500 | 1/8"X2"X30' CORK TAPE | Uncategorized | SPI LLC | 0
TOOLS | DO NOT USE - ITEM CATEGORY | Uncategorized |  | 0
TOOLS:030-12 | YOUNG REGULAROR WRENCH | Uncategorized | AIRETECH CORPORATION | 0
TOOLS:10015 | SSES SS EDGE SCRIBE | Uncategorized | DURO DYNE CORP | 5 | Tulsa:EW2
TOOLS:10058 | MAGNETIC PITTSBURGH LOCK OPENING TOOL MPOSTA | Uncategorized | DURO DYNE CORP | 2 | Tulsa:EW2
TOOLS:13063 | PDH PITTSBURG LOCK HAMMER | Uncategorized | DURO DYNE CORP | 1 | Tulsa:TC1
TOOLS:13263 | SPDH SUPER DYNA-HAMMER, PITTSBURG AIR HAMMER. | Uncategorized | DURO DYNE CORP | 2 | Tulsa:TC1
TOOLS:181590 | PANTHER SPRAY GUN P100G W/SWRIL RING 1.8MM TOP ( FASTBOND) | Uncategorized | FINISH SYSTEMS | 0
TOOLS:181591 | PANTHER SPRAY GUN P100G 1.8MM TIP | Uncategorized | FINISH SYSTEMS | 0
TOOLS:28700 | DS DURO STAPLER | Uncategorized | Salco Inc. | 3 | Tulsa:EW2
TOOLS:50009 | A60 ADJUSTABLE SHEET METAL SCRIBER | Uncategorized | MALCO PRODUCTS, SBC | 11 | Oklahoma City:Unassigned, Tulsa:EW
TOOLS:50116 | DE-1/4" DRILL BITS | Uncategorized | MALCO PRODUCTS, SBC | 24 | Tulsa:EW
TOOLS:50621 | SC2 SINGLE CRIMPER FOR DOWNSPOUT | Uncategorized | MALCO PRODUCTS, SBC | 15 | Oklahoma City:Unassigned, Tulsa:EW
TOOLS:50956 | 4MC14 MALCO SAW BLADE | Uncategorized | MALCO PRODUCTS, SBC | 5 | Tulsa:EW
TOOLS:50958 | 4MC18 RECIP. SAW BLADE | Uncategorized | MALCO PRODUCTS, SBC | 5 | Tulsa:EW
TOOLS:50959 | 4MC24 MALCO SAW BLADE | Uncategorized | MALCO PRODUCTS, SBC | 5 | Tulsa:EW
TOOLS:52247 | 18F 18" FOLDING TOOL( MALCO) | Uncategorized | MALCO PRODUCTS, SBC | 1 | Tulsa:EW
TOOLS:53029 | AV1 LEFT CUT SNIP | Uncategorized | MALCO PRODUCTS, SBC | 4 | Tulsa:EW
TOOLS:53030 | AV2 RIGHT CUT SNIP | Uncategorized | MALCO PRODUCTS, SBC | 4 | Tulsa:EW
TOOLS:53032 | AV6 LEFT CUT OFFSET SNIP | Uncategorized | MALCO PRODUCTS, SBC | 6 | Oklahoma City:Unassigned, Tulsa:EW
TOOLS:53033 | AV7 RIGHT CUT OFFSET SNIP | Uncategorized | MALCO PRODUCTS, SBC | 5 | Oklahoma City:Unassigned, Tulsa:EW
TOOLS:53034 | AVIATION SNIPS (AV8) LEFT CUT VERTICAL 90DEG | Uncategorized | MALCO PRODUCTS, SBC | 1 | Oklahoma City:Unassigned
TOOLS:53035 | AVIATION SNIPS (AV9) RIGHT CUT VERTICAL 90DEG | Uncategorized | MALCO PRODUCTS, SBC | 1 | Oklahoma City:Unassigned
TOOLS:74501 | T6-8OC2 TACKER | Uncategorized | BLACK & DECKER (U.S.) INC | 3 | Oklahoma City:Unassigned, Tulsa:EW2
TOOLS:74502 | G-26 TACKER | Uncategorized | BUCKAROOS | 2 | Tulsa:EW2
TOOLS:90150 | A-00 SCRATCH AWL | Uncategorized | MALCO PRODUCTS, SBC | 1 | Tulsa:EW
TOOLS:90200 | A-0 SCRATCH AWL | Uncategorized | MALCO PRODUCTS, SBC | 4 | Tulsa:EW
TOOLS:90300 | A-1 SCRATCH AWL | Uncategorized | MALCO PRODUCTS, SBC | 0
TOOLS:90500 | A-3 SCRATCH AWL | Uncategorized | MALCO PRODUCTS, SBC | 1 | Tulsa:EW
TOOLS:90510 | A-10 SCRATCH AWL | Uncategorized | MALCO PRODUCTS, SBC | 1 | Oklahoma City:Unassigned
TOOLS:90511 | A-40 S/M SCRIBE MALCO | Uncategorized | MALCO PRODUCTS, SBC | 12 | Tulsa:EW
TOOLS:90600 | HC-1 HOLE CUTTER | Uncategorized | MALCO PRODUCTS, SBC | 2 | Oklahoma City:Unassigned, Tulsa:EW
TOOLS:90625 | HC-2 MALCO HOLE CUTTER (LRG SIZE) | Uncategorized | MALCO PRODUCTS, SBC | 3 | Oklahoma City:Unassigned, Tulsa:EW
TOOLS:90650 | HC-1B CENTER PIN | Uncategorized | MALCO PRODUCTS, SBC | 4 | Oklahoma City:Unassigned, Tulsa:EW
TOOLS:90700 | CBB CUTTER BIT | Uncategorized | MALCO PRODUCTS, SBC | 12 | Tulsa:EW
TOOLS:90900 | DUCT KNIFE W/SHEATH- MAL | Uncategorized | MALCO PRODUCTS, SBC | 8 | Tulsa:EW
TOOLS:91000 | C-5R CRIMPER | Uncategorized | MALCO PRODUCTS, SBC | 4 | Oklahoma City:Unassigned, Tulsa:EW
TOOLS:91100 | DS-1 DUCT STRETCHER | Uncategorized | MALCO PRODUCTS, SBC | 4 | Tulsa:EW
TOOLS:91101 | DS-2 OFFSET DUCT STRETCHER | Uncategorized | MALCO PRODUCTS, SBC | 1 | Tulsa:EW
TOOLS:91103 | DS1C WHEEL SET | Uncategorized | MALCO PRODUCTS, SBC | 2 | Tulsa:EW
TOOLS:91200 | N-2R NOTCHER | Uncategorized | MALCO PRODUCTS, SBC | 5 | Oklahoma City:Unassigned, Tulsa:EW
TOOLS:91300 | S-2R SEAMER | Uncategorized | MALCO PRODUCTS, SBC | 4 | Tulsa:EW
TOOLS:91301 | S10 - 3-1/2" STRAIGHT SEAMERS & TONGS | Uncategorized | MALCO PRODUCTS, SBC | 3 | Tulsa:EW
TOOLS:91302 | S11 - 3-1/2" OFFSET SEAMERS & TONGS | Uncategorized | MALCO PRODUCTS, SBC | 5 | Oklahoma City:Unassigned, Tulsa:EW
TOOLS:92100 | SH3 MALCO HAMMER 18OZ | Uncategorized | MALCO PRODUCTS, SBC | 5 | Oklahoma City:Unassigned, Tulsa:EW
TOOLS:92101 | RH4 MALCO HAMMER 12OZ | Uncategorized | MALCO PRODUCTS, SBC | 4 | Tulsa:EW
TOOLS:92800 | #18 DIVIDERS | Uncategorized | MALCO PRODUCTS, SBC | 7 | Oklahoma City:Unassigned, Tulsa:EW
TOOLS:92900 | #24 DIVIDERS | Uncategorized | MALCO PRODUCTS, SBC | 4 | Tulsa:EW
TOOLS:92901 | RP 2 DIVIDER POINTS | Uncategorized | MALCO PRODUCTS, SBC | 4 | Oklahoma City:Unassigned, Tulsa:EW
TOOLS:95800 | DE-30 #30 BITS | Uncategorized | MALCO PRODUCTS, SBC | 12 | Tulsa:EW
TOOLS:96000 | DE-1/8 DRILL BITS | Uncategorized | MALCO PRODUCTS, SBC | 12 | Tulsa:EW
TOOLS:97400 | TS1 TURBO SHEAR | Uncategorized | MALCO PRODUCTS, SBC | 3 | Tulsa:EW
TOOLS:97816 | AIR DUCT CALCULATOR-SLIDE RULE | Uncategorized | Builder's Book Inc | 6 | Tulsa:Unassigned
TOOLS:98289 | M2R WISS SNIP | Uncategorized | DURO DYNE CORP | 1 | Tulsa:EW2
TOOLS:98294 | 3-1/2" BLADE DUCT KNIFE- #8000 AM | Uncategorized | AMCRAFT, INC. | 0
TOOLS:98299 | DDTH-18 HAMMER | Uncategorized | DURO DYNE CORP | 4 | Tulsa:EW2
TOOLS:98300 | MSQS6 QUICK SET SCRIBER | Uncategorized | CAIN MANUFACTURING COMPANY | 8 | Tulsa:EW2
TOOLS:98500 | DC516 5/16 CHUCK | Uncategorized | DURO DYNE CORP | 10 | Oklahoma City:Unassigned
TOOLS:98511-A | CT15 WIDE MOUTH CABLE CUTTER 5/32" MAX Ø (MZZ664) | Uncategorized | AMAZON | 1 | Oklahoma City:Unassigned
TOOLS:98512 | 323W CIRCULAR STEEL GAUGE | Uncategorized | DURO DYNE CORP | 0
TOOLS:98512-A | LG-03 CIRCULAR STEELGAUGE | Uncategorized | AMAZON | 11 | Tulsa:EW2
TOOLS:98513 | CLEATER I TOOL (BLUE) -DUCTMATE METAL CLEAT | Uncategorized | DUCTMATE INDUSTRIES, INC. | 4 | Oklahoma City:Unassigned, Tulsa:EW2
TOOLS:98519 | RECTANGULAR DUCT FITTING TEMPLATE | Uncategorized | SHOP DATA SYSTEMS | 48 | Tulsa:EW2
TOOLS:98521 | ROUND DUCT FITTING TEMPLATE | Uncategorized | SHOP DATA SYSTEMS | 8 | Tulsa:EW2
TOOLS:99400 | MSH 1/4" CHUCK | Uncategorized | MALCO PRODUCTS, SBC | 39 | Tulsa:EW
TOOLS:99500 | MSH 5/16" CHUCK | Uncategorized | MALCO PRODUCTS, SBC | 33 | Tulsa:EW
TOOLS:99600 | MSHC 1/4" & 5/16" DUAL CHUCK, SHORT | Uncategorized | MALCO PRODUCTS, SBC | 36 | Oklahoma City:Unassigned, Tulsa:EW
TOOLS:99700 | MSHLC 1/4" & 5/16" DUAL CHUCK, 2-5/8" LONG | Uncategorized | MALCO PRODUCTS, SBC | 41 | Tulsa:EW
TOOLS:99800 | TY4G MALCO TIE TOOL | Uncategorized | MALCO PRODUCTS, SBC | 11 | Oklahoma City:Unassigned, Tulsa:EW
TOOLS:99900 | MSHLC1 5/16" & 3/8" DUAL CHUCK, 2-5/8" LONG | Uncategorized | MALCO PRODUCTS, SBC | 10 | Tulsa:EW
TOOLS:99901 | MSHMLC DUAL CHUCK; 1/4"-5/16" X 4" LONG - REVERSIBLE | Uncategorized | MALCO PRODUCTS, SBC | 51 | Oklahoma City:Unassigned
TOOLS:99902 | MSHMLC1 DUAL CHUCK; 5/16"-3/8" X 4"; REVERSIBLE | Uncategorized | MALCO PRODUCTS, SBC | 25 | Oklahoma City:Unassigned
TOOLS:99903 | MSHXLC DUAL CHUCK; 1/4"-5/16" X 6" LONG - REVERSIBLE; 36 PER PACK | Uncategorized | MALCO PRODUCTS, SBC | 40 | Oklahoma City:Unassigned, Tulsa:EW
TOOLS:99930 | 7-IN-1 REVERSIBLE #2 PHILLIPS IMPACT BIT TIP ( MTP2 ) | Uncategorized | MALCO PRODUCTS, SBC | 11 | Oklahoma City:Unassigned, Tulsa:EW
TOOLS:Fire Damper Sticker | FIRE DAMPER STICKER 1"X4" | Uncategorized |  | 40 | Tulsa:Unassigned
TOOLS:Fire/Smoke Damper Sticker | FIRE/SMOKE DAMPER STICKER 1"X4" | Uncategorized |  | 0
TOOLS:FP226941 | FAST-FLO AIR-OPERATED DRUM PUMP ASSEMBLY | Uncategorized | MOTION INDUSTRIES, INC | 0
TOOLS:MWT-6716B | MIDWEST BULLDOG CUT AVIATION SNIP | Uncategorized | MIDWEST TOOL & CUTLERY CO | 6 | Tulsa:EW2
TOOLS:MWT-L1 | SNAP LOCK BUTTON PUNCH TOOL (L1) | Uncategorized | MIDWEST TOOL & CUTLERY CO | 1 | Tulsa:EW2
TOOLS:MWT-S1 | 3" INTERCHANGABLE BLADE STRAIGHT HAND SEAMER (S1) | Uncategorized | MIDWEST TOOL & CUTLERY CO | 7 | Tulsa:EW2
TOOLS:MWT-S2 | 3" INTERCHANGABLE BLADE OFFSET HAND SEAMER (S2) | Uncategorized | MIDWEST TOOL & CUTLERY CO | 4 | Tulsa:EW2
TOOLS:MWT-S36 | DUAL BLADE 3" & 6" INTERCHANGABLE BLADE STRAIGHT HAND SEAMER (S36) | Uncategorized | MIDWEST TOOL & CUTLERY CO | 3 | Tulsa:EW2
TOOLS:MWT-S6 | 6" INTERCHANGABLE BLADE STRAIGHT HAND SEAMER (S6) | Uncategorized | MIDWEST TOOL & CUTLERY CO | 4 | Tulsa:EW2
TOOLS:MWT6510L | MIDWEST OFFSET LEFT CUT AVIATION SNIP | Uncategorized | MIDWEST TOOL & CUTLERY CO | 11 | Oklahoma City:Unassigned, Tulsa:EW2
TOOLS:MWT6510R | MIDWEST OFFSET RIGHT CUT AVIATION SNIP | Uncategorized | MIDWEST TOOL & CUTLERY CO | 14 | Oklahoma City:Unassigned, Tulsa:EW2
TOOLS:MWT6716L | MIDWEST LEFT CUT AVIATION SNIP | Uncategorized | MIDWEST TOOL & CUTLERY CO | 2 | Tulsa:EW2
TOOLS:MWT6716R | MIDWEST RIGHT CUT AVIATION SNIP | Uncategorized | MIDWEST TOOL & CUTLERY CO | 6 | Oklahoma City:Unassigned, Tulsa:EW2
TOOLS:MWTFDK01 | DUCT KNIFE, WOOD HANDLE WITH SHEATH - MW | Uncategorized | MIDWEST TOOL & CUTLERY CO | 8 | Tulsa:EW2
TOOLS:RKM214584 | MOTOR REPAIR KIT FOR PUMP | Uncategorized | MOTION INDUSTRIES, INC | 0
TOOLS:RKP215964 | PUMP REPAIR KIT FOR PUMP POLYETHYLENE | Uncategorized | MOTION INDUSTRIES, INC | 0
TOOLS:SL1R | SL1R - SNAPLOCK METAL PUNCH | Uncategorized | MALCO PRODUCTS, SBC | 5 | Tulsa:EW
TOOLS:SNAPPER1 | SNAPPER I TOOL (RED) -WDCI,TDC/TDF | Uncategorized | DUCTMATE INDUSTRIES, INC. | 3 | Oklahoma City:Unassigned, Tulsa:EW2
TOOLS:TCT | TCT CORNER CRIMPER TOOL FOR TDC/TDF | Uncategorized | DUCTMATE INDUSTRIES, INC. | 2 | Oklahoma City:Unassigned, Tulsa:TC1
TOOLS:TOOL-ABR-GD-4500250875 | 4-1/2" X 1/4" X 7/8" GRINDING WHEEL 50-PACK | Uncategorized | AMAZON | 0
TOOLS:TOOL-DK-03625 | 4" DUCT KNIFE W/ WOODEN HANDLE - DREX | Uncategorized | KATOM RESTAURANT SUPPLY, INC. | 39 | Oklahoma City:Unassigned
TOOLS:TOOL-DK-06000 | 6" DUCT KNIFE W/ WOODEN HANDLE - JR | Uncategorized | J&R PRODUCTS INC | 26 | Oklahoma City:Unassigned
TOOLS:TOOL-MISC-HCL-BOT-89115 | BOSS PRO 891 HAND CLEANER W/LANOLIN INVERTED BOTTLE 15 OZ | Uncategorized | SOUDAL ACCUMETRIC | 10 | Tulsa:SHOWROOM FLOOR
VENT PIPE | DO NOT USE - ITEM CATEGORY | Uncategorized |  | 0
VENT PIPE:0300CAP | 3" B VENT WIND CAP | Uncategorized | ZORO TOOLS, INC | 0
VENT PIPE:0360AMV | 3" X 60" B-VENT PIPE (AMV) | Uncategorized | ZORO TOOLS, INC | 0
VENT PIPE:1018194 | 8" B VENT MALE ADAPTER | Uncategorized | DURAVENT, INC | 0
VENT PIPE:1018222 | 10" B VENT 12" LENGTH | Uncategorized | DURAVENT, INC | 6 | Tulsa:VENT PIPE
VENT PIPE:102751 | 10" B VENT 18" LENGTH | Uncategorized | DURAVENT, INC | 15 | Oklahoma City:Unassigned, Tulsa:VENT PIPE
VENT PIPE:102753 | 10" B VENT PIPE 36" LENGTH | Uncategorized | DURAVENT, INC | 37 | Oklahoma City:Unassigned, Tulsa:VENT PIPE
VENT PIPE:102755 | 10" B VENT 12" ADJ. LENGTH | Uncategorized | DURAVENT, INC | 0
VENT PIPE:102757 | 10" B VENT 45 DEG ADJ. ELBOW | Uncategorized | DURAVENT, INC | 7 | Oklahoma City:Unassigned, Tulsa:VENT PIPE
VENT PIPE:102760 | 10" B VENT DRAFT HOOD CONNECTOR | Uncategorized | DURAVENT, INC | 8 | Oklahoma City:Unassigned, Tulsa:VENT PIPE
VENT PIPE:102763 | 10" B VENT STORM COLLAR | Uncategorized | DURAVENT, INC | 22 | Oklahoma City:Unassigned, Tulsa:VENT PIPE
VENT PIPE:102764 | 10" B VENT ADJ. ROOF FLASHING | Uncategorized | DURAVENT, INC | 8 | Tulsa:VENT PIPE
VENT PIPE:102765 | 10" B VENT TALL CONE FLASHING | Uncategorized | DURAVENT, INC | 12 | Oklahoma City:Unassigned, Tulsa:VENT PIPE
VENT PIPE:102768 | 10" B VENT HIGH WIND TOP | Uncategorized | DURAVENT, INC | 5 | Oklahoma City:Unassigned, Tulsa:VENT PIPE
VENT PIPE:104800 | 4RV-RT VENT TOP | Uncategorized | SELKIRK | 3 | Tulsa:VENT PIPE
VENT PIPE:108232 | 10" B VENT SUPPORT WALL BKT ASSEMBLY | Uncategorized | DURAVENT, INC | 4 | Oklahoma City:Unassigned
VENT PIPE:108237 | 10" B VENT X 12" INCREASER | Uncategorized | DURAVENT, INC | 0
VENT PIPE:108685 | 10" B VENT 90 DEG. FIXED ELBOW | Uncategorized | DURAVENT, INC | 0
VENT PIPE:10BV18A | 10" B VENT; 18" ADJ LENGTH | Uncategorized | DURAVENT, INC | 12 | Tulsa:VENT PIPE
VENT PIPE:10BV24 | 10" B VENT 24" LENGTH | Uncategorized | DURAVENT, INC | 10 | Oklahoma City:Unassigned, Tulsa:VENT PIPE
VENT PIPE:122769 | 12" B VENT PIPE 18" LENGTH | Uncategorized | DURAVENT, INC | 22 | Oklahoma City:Unassigned, Tulsa:VENT PIPE
VENT PIPE:122770 | 12" B VENT PIPE 36" LENGTH | Uncategorized | DURAVENT, INC | 28 | Oklahoma City:Unassigned, Tulsa:VENT PIPE
VENT PIPE:122774 | 12" BVENT 45 DEG. ELBOW | Uncategorized | DURAVENT, INC | 11 | Oklahoma City:Unassigned, Tulsa:VENT PIPE
VENT PIPE:122775 | 12" BVENT HIGH WIND TOP | Uncategorized | DURAVENT, INC | 8 | Oklahoma City:Unassigned, Tulsa:VENT PIPE
VENT PIPE:122777 | 12" B VENT DRAFT HOOD CONNECTOR | Uncategorized | DURAVENT, INC | 5 | Oklahoma City:Unassigned, Tulsa:VENT PIPE
VENT PIPE:122778 | 12" B VENT STORM COLLAR | Uncategorized | DURAVENT, INC | 18 | Oklahoma City:Unassigned, Tulsa:VENT PIPE
VENT PIPE:122780 | 12" B VENT ADJ ROOF FLASHING | Uncategorized | DURAVENT, INC | 4 | Tulsa:VENT PIPE
VENT PIPE:1228258 | 12" B VENT X 14" INCREASER | Uncategorized | DURAVENT, INC | 0
VENT PIPE:122881 | 12' B VENT TALL CONE FLASHING | Uncategorized | DURAVENT, INC | 5 | Oklahoma City:Unassigned, Tulsa:VENT PIPE
VENT PIPE:122882 | 12" B VENT 24" LENGTH | Uncategorized | DURAVENT, INC | 9 | Oklahoma City:Unassigned, Tulsa:VENT PIPE
VENT PIPE:122883 | 12" B VENT 12" LENGTH | Uncategorized | DURAVENT, INC | 9 | Tulsa:VENT PIPE
VENT PIPE:128253 | 12" B VENT SUPPORT WALL BKT ASSEMBLY | Uncategorized | DURAVENT, INC | 2 | Oklahoma City:Unassigned
VENT PIPE:12BV18A | 12" BVENT; 18" ADJ LENGTH | Uncategorized | DURAVENT, INC | 15 | Oklahoma City:Unassigned, Tulsa:VENT PIPE
VENT PIPE:142768 | 14" B VENT HIGH WIND TOP | Uncategorized | DURAVENT, INC | 0
VENT PIPE:14BV18 | 14" B VENT 18" LENGTH.. | Uncategorized | DURAVENT, INC | 1 | Oklahoma City:Unassigned
VENT PIPE:14BV24 | 14" B VENT 24" LENGTH | Uncategorized | DURAVENT, INC | 0
VENT PIPE:14BV36 | 14" B VENT 36" LENGTH | Uncategorized | DURAVENT, INC | 0
VENT PIPE:14BVL45 | 14" B VENT 45° ELBOW | Uncategorized | DURAVENT, INC | 0
VENT PIPE:14BVSC | 14" B VENT STORM COLLAR | Uncategorized | DURAVENT, INC | 0
VENT PIPE:168298 | 16" B VENT HIGH WIND CAP | Uncategorized | DURAVENT, INC | 0
VENT PIPE:18BVC | 18" B VENT DRAFT HOOD CONNECTOR | Uncategorized | DURAVENT, INC | 0
VENT PIPE:18BVL45 | 18" B VENT 45° ELBOW | Uncategorized | DURAVENT, INC | 9 | Tulsa:VENT PIPE
VENT PIPE:42537 | 4" B VENT 12" LENGTH | Uncategorized | DURAVENT, INC | 33 | Oklahoma City:Unassigned, Tulsa:VENT PIPE
VENT PIPE:42539 | 4" B VENT 18" LENGTH | Uncategorized | DURAVENT, INC | 6 | Tulsa:VENT PIPE
VENT PIPE:42541 | 4"' VENT PIPE 24" LENGTH | Uncategorized | DURAVENT, INC | 28 | Oklahoma City:Unassigned
VENT PIPE:42543 | 4" B VENT 36" LENGTH | Uncategorized | DURAVENT, INC | 42 | Oklahoma City:Unassigned, Tulsa:VENT PIPE
VENT PIPE:42545 | 4" B VENT 48" LENGTH | Uncategorized | DURAVENT, INC | 12 | Tulsa:VENT PIPE
VENT PIPE:42547 | 4" B VENT 60" LENGTH | Uncategorized | DURAVENT, INC | 45 | Oklahoma City:Unassigned, Tulsa:VENT PIPE
VENT PIPE:42550 | 4" B VENT 12" ADJ LENGTH | Uncategorized | DURAVENT, INC | 16 | Tulsa:VENT PIPE
VENT PIPE:42551 | 4" B VENT 90 DEG ADJ ELBOW | Uncategorized | DURAVENT, INC | 42 | Oklahoma City:Unassigned, Tulsa:VENT PIPE
VENT PIPE:42552 | 4" B VENT 45 DEG ADJ ELBOW | Uncategorized | DURAVENT, INC | 10 | Tulsa:VENT PIPE
VENT PIPE:42553 | 4" B VENT STANDARD TEE | Uncategorized | DURAVENT, INC | 9 | Oklahoma City:Unassigned, Tulsa:VENT PIPE
VENT PIPE:42555 | 4" B VENT TEE CAP | Uncategorized | DURAVENT, INC | 0
VENT PIPE:42559 | 4" B VENT DRAFT HOOD CONNECTOR | Uncategorized | DURAVENT, INC | 16 | Oklahoma City:Unassigned, Tulsa:VENT PIPE
VENT PIPE:42561 | 4" B VENT X 6" INCREASER | Uncategorized | DURAVENT, INC | 6 | Oklahoma City:Unassigned, Tulsa:VENT PIPE
VENT PIPE:42565 | 4" B VENT FEMALE ADAPTER | Uncategorized | DURAVENT, INC | 7 | Oklahoma City:Unassigned, Tulsa:VENT PIPE
VENT PIPE:42566 | 4" B VENT MALE ADAPTER | Uncategorized | DURAVENT, INC | 7 | Tulsa:VENT PIPE
VENT PIPE:42574 | 4" B VENT STORM COLLAR | Uncategorized | DURAVENT, INC | 16 | Oklahoma City:Unassigned, Tulsa:VENT PIPE
VENT PIPE:42575 | 4" B VENT ADJ ROOF FLASHING | Uncategorized | DURAVENT, INC | 7 | Tulsa:VENT PIPE
VENT PIPE:42577 | 4" B VENT TALL CONE FLASHING | Uncategorized | DURAVENT, INC | 10 | Oklahoma City:Unassigned, Tulsa:VENT PIPE
VENT PIPE:42580 | 4" B VENT 4' FLEX | Uncategorized | DURAVENT, INC | 0
VENT PIPE:42581 | 4" B VENT HIGH WIND CAP | Uncategorized | DURAVENT, INC | 14 | Oklahoma City:Unassigned, Tulsa:VENT PIPE
VENT PIPE:42582 | 4" B VENT 18" ADJ LENGTH | Uncategorized | DURAVENT, INC | 41 | Oklahoma City:Unassigned, Tulsa:VENT PIPE
VENT PIPE:42584 | 4" 4' B VENT OVAL | Uncategorized | DURAVENT, INC | 0
VENT PIPE:42585 | 4" B VENT 5' OVAL | Uncategorized | DURAVENT, INC | 0
VENT PIPE:42586 | 4" B VENT OVAL TEE | Uncategorized | DURAVENT, INC | 0
VENT PIPE:42587 | 4" B VENT OVAL TEE CAP | Uncategorized | DURAVENT, INC | 0
VENT PIPE:42588 | 4" B VENT OVAL FIRESTOP | Uncategorized | DURAVENT, INC | 0
VENT PIPE:42589 | 4" B VENT OVER>ROUND ADAPTER | Uncategorized | DURAVENT, INC | 0
VENT PIPE:49294 | 3" B VENT STANDARD TEE | Uncategorized | DURAVENT, INC | 0
VENT PIPE:49295 | 3" B VENT HIGH WIND CAP | Uncategorized | DURAVENT, INC | 0
VENT PIPE:52594 | 5" B VENT 60" LENGTH | Uncategorized | DURAVENT, INC | 1 | Tulsa:VENT PIPE
VENT PIPE:52599 | 5" B VENT 90 DEG ADJ ELBOW | Uncategorized | DURAVENT, INC | 6 | Oklahoma City:Unassigned, Tulsa:VENT PIPE
VENT PIPE:5BV12 | 5" B VENT 12" LENGTH | Uncategorized | DURAVENT, INC | 4 | Tulsa:VENT PIPE
VENT PIPE:5BV12A | 5" B VENT 12" ADJ LENGTH | Uncategorized | DURAVENT, INC | 6 | Tulsa:VENT PIPE
VENT PIPE:5BV24 | 5" B VENT 24" LENGTH | Uncategorized | DURAVENT, INC | 0
VENT PIPE:5BVFF | 5" B VENT TALL CONE FLAT ROOF FLASHING | Uncategorized | DURAVENT, INC | 9 | Tulsa:VENT PIPE
VENT PIPE:5BVSC | 5" B VENT STORM COLLAR.. | Uncategorized | DURAVENT, INC | 4 | Oklahoma City:Unassigned
VENT PIPE:5BVVTH | 5" B VENT HIGH WIND TOP.. | Uncategorized | DURAVENT, INC | 0
VENT PIPE:5E5 | 5" X 5'FT B-VENT PIPE (AMERIVENT) | Uncategorized | ZORO TOOLS, INC | 0
VENT PIPE:5EUA-F | 5" B-VENT UNIV. FEMALE ADAPTER (AMERIVENT) | Uncategorized | ZORO TOOLS, INC | 1 | Oklahoma City:Unassigned
VENT PIPE:62632 | 6" B VENT 12" LENGTH | Uncategorized | DURAVENT, INC | 35 | Oklahoma City:Unassigned, Tulsa:VENT PIPE
VENT PIPE:62636 | 6" B VENT 24" LENGTH | Uncategorized | DURAVENT, INC | 16 | Oklahoma City:Unassigned, Tulsa:VENT PIPE
VENT PIPE:62638 | 6"B VENT 36" LENGTH | Uncategorized | DURAVENT, INC | 18 | Oklahoma City:Unassigned, Tulsa:VENT PIPE
VENT PIPE:62642 | 6" B VENT 60" LENGTH | Uncategorized | DURAVENT, INC | 21 | Oklahoma City:Unassigned, Tulsa:VENT PIPE
VENT PIPE:62645 | 6" B VENT 12" ADJ LENGTH | Uncategorized | DURAVENT, INC | 37 | Oklahoma City:Unassigned, Tulsa:VENT PIPE
VENT PIPE:62646 | 6" B VENT 90 DEG ADJ ELBOW | Uncategorized | DURAVENT, INC | 28 | Oklahoma City:Unassigned, Tulsa:VENT PIPE
VENT PIPE:62658 | 6" B VENT DRAFT HOOD CONNECTOR | Uncategorized | DURAVENT, INC | 25 | Oklahoma City:Unassigned, Tulsa:VENT PIPE
VENT PIPE:62660 | 6" B VENT X 8" LOW PROFILE INCREASER | Uncategorized | DURAVENT, INC | 5 | Tulsa:VENT PIPE
VENT PIPE:62661 | 6" B VENT FEMALE ADAPTER | Uncategorized | DURAVENT, INC | 15 | Oklahoma City:Unassigned, Tulsa:VENT PIPE
VENT PIPE:62662 | 6" B VENT MALE ADAPTER | Uncategorized | DURAVENT, INC | 2 | Tulsa:VENT PIPE
VENT PIPE:62663 | 6" B VENT X 10" INCREASER | Uncategorized | DURAVENT, INC | 0
VENT PIPE:62671 | 6" B VENT ADJ ROOF FLASHING | Uncategorized | DURAVENT, INC | 11 | Oklahoma City:Unassigned, Tulsa:VENT PIPE
VENT PIPE:62673 | 6" B VENT TALL CONE FLASHING | Uncategorized | DURAVENT, INC | 38 | Oklahoma City:Unassigned, Tulsa:VENT PIPE
VENT PIPE:62676 | 6 B VENT HIGH WIND TOP | Uncategorized | DURAVENT, INC | 17 | Oklahoma City:Unassigned, Tulsa:VENT PIPE
VENT PIPE:62677 | 6" B VENT 18" ADJ LENGTH | Uncategorized | DURAVENT, INC | 18 | Oklahoma City:Unassigned, Tulsa:VENT PIPE
VENT PIPE:6BVR5 | 6" B VENT X 5" REDUCER | Uncategorized | DURAVENT, INC | 0
VENT PIPE:6BVSC | 6" B VENT STORM COLLAR | Uncategorized | DURAVENT, INC | 8 | Oklahoma City:Unassigned, Tulsa:VENT PIPE
VENT PIPE:6BVT | 6" B VENT STANDARD TEE | Uncategorized | DURAVENT, INC | 0
VENT PIPE:6BVTC | 6" B VENT TEE CAP | Uncategorized | DURAVENT, INC | 0
VENT PIPE:810000238 | 8" DURATECH 30 DEG ELBOW KIT.... | Uncategorized | DURAVENT, INC | 0
VENT PIPE:82715 | 8" B VENT X10" INCREASER | Uncategorized | DURAVENT, INC | 1 | Tulsa:VENT PIPE
VENT PIPE:82717 | 8" B VENT 12" LENGTH | Uncategorized | DURAVENT, INC | 19 | Oklahoma City:Unassigned, Tulsa:VENT PIPE
VENT PIPE:82720 | 8" B VENT 24" LENGTH | Uncategorized | DURAVENT, INC | 0
VENT PIPE:82722 | 8" B VENT 36" LENGTH | Uncategorized | DURAVENT, INC | 23 | Oklahoma City:Unassigned, Tulsa:VENT PIPE
VENT PIPE:82726 | 8" B VENT 60" LENGTH | Uncategorized | DURAVENT, INC | 17 | Oklahoma City:Unassigned, Tulsa:VENT PIPE
VENT PIPE:82728 | 8" B VENT 12" ADJ LENGTH | Uncategorized | DURAVENT, INC | 14 | Oklahoma City:Unassigned, Tulsa:VENT PIPE
VENT PIPE:82729 | 8" B VENT 90 DEG ADJ ELBOW | Uncategorized | DURAVENT, INC | 24 | Oklahoma City:Unassigned, Tulsa:VENT PIPE
VENT PIPE:82733 | 8" B VENT DRAFT HOOD CONNECTOR | Uncategorized | DURAVENT, INC | 11 | Oklahoma City:Unassigned, Tulsa:VENT PIPE
VENT PIPE:82734 | 8" B VENT FEMALE ADAPTER | Uncategorized | DURAVENT, INC | 18 | Oklahoma City:Unassigned, Tulsa:VENT PIPE
VENT PIPE:82740 | 8" B VENT STORM COLLAR | Uncategorized | DURAVENT, INC | 17 | Oklahoma City:Unassigned, Tulsa:VENT PIPE
VENT PIPE:82741 | 8" B VENT ADJ ROOF FLASHING | Uncategorized | DURAVENT, INC | 3 | Tulsa:VENT PIPE
VENT PIPE:82743 | 8" B VENT TALL CONE FLASHING | Uncategorized | DURAVENT, INC | 9 | Oklahoma City:Unassigned, Tulsa:VENT PIPE
VENT PIPE:82745 | 8" B VENT HIGH WIND TOP | Uncategorized | DURAVENT, INC | 9 | Oklahoma City:Unassigned, Tulsa:VENT PIPE
VENT PIPE:832503 | 3" B VENT 60" LENGTH | Uncategorized | DURAVENT, INC | 0
VENT PIPE:88186 | 8" B VENT X 12" INCREASER | Uncategorized | DURAVENT, INC | 0
VENT PIPE:88198 | 8" B VENT SUPPORT WALL BKT ASSEMBLY | Uncategorized | DURAVENT, INC | 2 | Oklahoma City:Unassigned
VENT PIPE:8BV48 | 8"B VENT X 48" LENGTH | Uncategorized | DURAVENT, INC | 0
ASSEMBLED HVAC | DO NOT USE - ITEM CATEGORY | Uncategorized |  | 0
ASSEMBLED HVAC:1090-1.5R | 10" 90 DEG HP ELBOW 1.5R | Uncategorized | GUSTAFSON | 3 | Tulsa:E04A
ASSEMBLED HVAC:121007 | 12X10X7 WYE | Uncategorized |  | 0
ASSEMBLED HVAC:1290-1.5R | 12" 90 DEG HP ELBOW 1.5R | Uncategorized | GUSTAFSON | 9 | Tulsa:D01A
ASSEMBLED HVAC:141207 | 14X12X7 WYE | Uncategorized |  | 0
ASSEMBLED HVAC:141407 | 14X14X7 WYE | Uncategorized |  | 0
ASSEMBLED HVAC:1890-1.5R | 18" 90 DEG HP ELBOW 1.5R | Uncategorized | GUSTAFSON | 2 | Tulsa:E05A
ASSEMBLED HVAC:22155 | 2-1/2" X 48" X 100' DOUBLE-LAYER INSULATION WITH FSK/ADHESIVE BETWEEN LAYERS OF 1" LINER/1-1/2" DUCT WRAP, 250°F | Uncategorized |  | 0
ASSEMBLED HVAC:30504 | 4" ATD AIRTITE COLLAR W/DAMPER 28GA | Uncategorized |  | 0
ASSEMBLED HVAC:30506 | 6" ATD AIRTITE COLLAR W/DAMPER 28GA | Uncategorized |  | 0
ASSEMBLED HVAC:30508 | 8" ATD AIRTITE COLLAR W/DAMPER 28GA | Uncategorized |  | 0
ASSEMBLED HVAC:30510 | 10" ATD AIRTITE COLLAR W/DAMPER 26GA | Uncategorized |  | 0
ASSEMBLED HVAC:30516 | 16" ATD AIRTITE COLLAR W/DAMPER 26GA | Uncategorized |  | 0
ASSEMBLED HVAC:35204-29104 | 4" SADDLE TAP WDAMPER | Uncategorized |  | 0
ASSEMBLED HVAC:35408-29108 | 8" SADDLE TAP W/DAMPER | Uncategorized |  | 0
ASSEMBLED HVAC:35410-29110 | 10" SADDLE TAP W/DAMPER | Uncategorized |  | 0
ASSEMBLED HVAC:35412-29112 | 12" SADDLE TAP W/DAMPER | Uncategorized |  | 0
ASSEMBLED HVAC:6090-1.5R | 6" 90 DEG HP ELBOW 1.5R | Uncategorized | GUSTAFSON | 2 | Tulsa:E04A
ASSEMBLED HVAC:DA-WP-BABOX100-2500 | BABOX100 - 1" PIN FOR 1" LINER (2,500/BOX) | Uncategorized |  | 2 | Tulsa:O4D
ASSEMBLED HVAC:DA-WP-BABOX200-1250 | BABOX200 - 2" PIN FOR 2" HD LINER (1,250/BOX) | Uncategorized |  | 2 | Tulsa:O4D
ASSEMBLED HVAC:DA-WP-BABOX34-2500 | BABOX34 - 3/4" PIN FOR 3/4" LINER (2,500/BOX) | Uncategorized |  | 1 | Tulsa:O4D
ASSEMBLED HVAC:MWT-6510L | MIDWEST OFFSET LEFT CUT AVIATION SNIP | Uncategorized | MIDWEST TOOL & CUTLERY CO | 0
ASSEMBLED HVAC:MWT-6510R | MIDWEST OFFSET RIGHT CUT AVIATION SNIP | Uncategorized | MIDWEST TOOL & CUTLERY CO | 0
ASSEMBLED INDUSTRIAL | DO NOT USE - ITEM CATEGORY | Uncategorized |  | 0
ASSEMBLED INDUSTRIAL:1G1250BA | 2" X 1/8" X 100'ft FIBERGLASS TAPE STYLE 1G1250 W/ PSA - BA | Uncategorized |  | 0
ASSEMBLED INDUSTRIAL:8636K24 | 1/8" X 3" X 3" GLASS FILLED CHEMICAL RESISTANT SLIPPERY PRFE SHEET | Uncategorized |  | 0
MBI FACED INSULATION | DO NOT USE - ITEM CATEGORY | Uncategorized |  | 0
MBI FACED INSULATION:3036VRRP-18 | 3"X60" MBI W/VRR PLUS 18" TAB | Uncategorized |  | 0
MBI FACED INSULATION:3036VRRP-6 | 3" X 36" MBI W / VRR PLUS 6" TABS | Uncategorized |  | 22674 | Oklahoma City:Unassigned, Tulsa:MBI FLOOR
MBI FACED INSULATION:3036VRRPB-6 | 3" X 36" MBI W / VRR PLUS BLACK 6" TABS | Uncategorized |  | 558 | Tulsa:MBI FLOOR, Tulsa:MBI OVERRUN
MBI FACED INSULATION:3048VRRP-18 | 3"X48" MBI W/VRR PLUS 18" TAB | Uncategorized |  | 0
MBI FACED INSULATION:3048VRRP-6 | 3" X 48" MBI W / VRR PLUS 6" TABS | Uncategorized |  | 7814 | Oklahoma City:Unassigned, Tulsa:MBI FLOOR, Tulsa:MBI OVERRUN
MBI FACED INSULATION:3048VRRPB-6 | 3" X 48" MBI W / VRR PLUS BLACK 6" TABS | Uncategorized |  | 368 | Tulsa:MBI FLOOR
MBI FACED INSULATION:3060&6060VRRP-24 | 9-1/2" MBI VRRP 12" TABS | Uncategorized |  | 0
MBI FACED INSULATION:3060VRRP-18 | 3"X60" MBI W/VRR PLUS 18" TAB | Uncategorized |  | 0
MBI FACED INSULATION:3060VRRP-6 | 3" X 60" MBI W / VRR PLUS 6" TABS | Uncategorized |  | 0
MBI FACED INSULATION:3060VRRPB-6 | 3" X 60" MBI W / BLACK VRR PLUS 6" TABS | Uncategorized |  | 0
MBI FACED INSULATION:3072VRRP-6 | 3" X 72" MBI W / VRR PLUS 6" TABS | Uncategorized |  | 61323 | Oklahoma City:Unassigned, Tulsa:MBI FLOOR, Tulsa:MBI OVERRUN
MBI FACED INSULATION:3072VRRPB-6 | 3" X 72" MBI W / BLACK VRR PLUS 6" TABS | Uncategorized |  | 0
MBI FACED INSULATION:3248VRRP-6 | 2.5" X 48" MBI W / VRR PLUS 6" TABS | Uncategorized |  | 2462 | Tulsa:MBI FLOOR
MBI FACED INSULATION:3260VRRP-6 | 2.5" X 60" MBI W / VRR PLUS 6" TABS | Uncategorized |  | 0
MBI FACED INSULATION:3272VRRP-6 | 2.5" X 72" MBI W / VRR PLUS 6" TABS | Uncategorized |  | 1330 | Tulsa:MBI FLOOR, Tulsa:MBI OVERRUN
MBI FACED INSULATION:3536VRRP-6 | 3.5" X 36" MBI W / VRR PLUS 6" TABS | Uncategorized |  | 763 | Tulsa:MBI OVERRUN
MBI FACED INSULATION:3548VRRP-6 | 3.5" X 48" MBI W / VRR PLUS 6" TABS | Uncategorized |  | 320 | Tulsa:MBI FLOOR
MBI FACED INSULATION:3572VRRP-6 | 3.5" X 72" MBI W / VRR PLUS 6" TABS | Uncategorized |  | 5517 | Tulsa:MBI FLOOR
MBI FACED INSULATION:4036VRRP-18 | 4"X36" MBI W/VRR PLUS 18" TAB | Uncategorized |  | 0
MBI FACED INSULATION:4036VRRP-6 | 4" X 36" MBI W / VRR PLUS 6" TABS | Uncategorized |  | 14870 | Tulsa:MBI FLOOR, Tulsa:MBI OVERRUN
MBI FACED INSULATION:4036VRRPB-6 | 4"X36" MBI W/VRRP BLACK 6" TAB | Uncategorized |  | 0
MBI FACED INSULATION:4048GG-6 | 4" X 48" MBI W / GYM GUARD 6" TABS | Uncategorized |  | 0
MBI FACED INSULATION:4048VRRP-18 | 4"X48" MBI W/VRRP 18" TAB | Uncategorized |  | 0
MBI FACED INSULATION:4048VRRP-6 | 4" X 48" MBI W / VRR PLUS 6" TABS | Uncategorized |  | 1963.4 | Tulsa:MBI FLOOR, Tulsa:MBI OVERRUN
MBI FACED INSULATION:4048VRRPB-6 | 4" X 48" MBI W / BLACK VRR PLUS 6" TABS | Uncategorized |  | 2264 | Oklahoma City:Unassigned, Tulsa:MBI FLOOR
MBI FACED INSULATION:4060VRRP-18 | 4"X60" MBI W/VRR PLUS 18" TAB | Uncategorized |  | 0
MBI FACED INSULATION:4060VRRP-6 | 4" X 60" MBI W VRR PLUS 6" TABS | Uncategorized |  | 0
MBI FACED INSULATION:4060WMP10-6 | 4" X 60" MBI W/WMP-10 6" TABS | Uncategorized |  | 900 | Tulsa:Unassigned
MBI FACED INSULATION:4072GG-6 | 4" X 72" MBI W / GYM GUARD 6" TABS | Uncategorized |  | 0
MBI FACED INSULATION:4072VRRP-18 | 4"X72" MBI W/VRRP 18" TAB | Uncategorized |  | 0
MBI FACED INSULATION:4072VRRP-6 | 4" X 72" MBI W / VRR PLUS 6" TABS | Uncategorized |  | 20455 | Oklahoma City:Unassigned, Tulsa:MBI FLOOR, Tulsa:MBI OVERRUN
MBI FACED INSULATION:4072VRRPB-6 | 4" X 72" MBI W / BLACK VRR PLUS 6" TABS | Uncategorized |  | 3672 | Tulsa:MBI FLOOR
MBI FACED INSULATION:6036VRRP-18 | 6" X 36" MBI W / VRR PLUS 18" TABS | Uncategorized |  | 864 | Tulsa:MBI FLOOR
MBI FACED INSULATION:6036VRRP-24 | 6"X36" MBI W/VRR+ 24" TAB | Uncategorized |  | 0
MBI FACED INSULATION:6036VRRP-30 | 6" X 36" MBI W / VRR PLUS 30" TABS | Uncategorized |  | 0
MBI FACED INSULATION:6036VRRP-6 | 6" X 36" MBI W / VRR PLUS 6" TABS | Uncategorized |  | 5220.5 | Tulsa:MBI FLOOR, Tulsa:MBI OVERRUN
MBI FACED INSULATION:6036VRRPB-18 | 6" X 36" MBI W / BLACK VRR PLUS 18" TABS | Uncategorized |  | 0
MBI FACED INSULATION:6036VRRPB-6 | 6" X 36" MBI W / BLACK VRR PLUS 6" TABS | Uncategorized |  | 0
MBI FACED INSULATION:6048VRRP-18 | 6" X 48" MBI W / VRR PLUS 18" TABS | Uncategorized |  | 8 | Tulsa:MBI FLOOR
MBI FACED INSULATION:6048VRRP-24 | 6"X48" MBI W/VRR+ 24" TAB | Uncategorized |  | 0
MBI FACED INSULATION:6048VRRP-6 | 6" X 48" MBI W / VRR PLUS 6" TABS | Uncategorized |  | 624 | Tulsa:MBI FLOOR
MBI FACED INSULATION:6048VRRPB-18 | 6" X 48" MBI W / BLACK VRR PLUS 18" TABS | Uncategorized |  | 0
MBI FACED INSULATION:6048VRRPB-6 | 6"X48" MBI W/ BLACK VRR PLUS 6" TAB | Uncategorized |  | 0
MBI FACED INSULATION:6048WMP50-6 | 6" X 48" MBI W/WMP-50 6" TABS | Uncategorized |  | 0
MBI FACED INSULATION:6060VRRP-18 | 6" X 60" MBI W / VRR PLUS 18" TABS | Uncategorized |  | 5922 | Tulsa:MBI FLOOR, Tulsa:MBI OVERRUN
MBI FACED INSULATION:6060VRRP-24 | 6"X60" MBI W/VRR+ 24" TAB | Uncategorized |  | 0
MBI FACED INSULATION:6060VRRP-6 | 6" X 60" MBI W / VRR PLUS 6" TABS | Uncategorized |  | 5111.5 | Oklahoma City:Unassigned, Tulsa:MBI FLOOR, Tulsa:MBI OVERRUN
MBI FACED INSULATION:6060VRRPB-18 | 6" X 60" MBI W / BLACK VRR PLUS 18" TABS | Uncategorized |  | 0
MBI FACED INSULATION:6072VRRP-18 | 6" X 72" MBI W / VRR PLUS 18" TABS | Uncategorized |  | 228 | Tulsa:MBI OVERRUN
MBI FACED INSULATION:6072VRRP-6 | 6" X 72" MBI W / VRR PLUS 6" TABS | Uncategorized |  | 43634 | Oklahoma City:Unassigned, Tulsa:MBI FLOOR, Tulsa:MBI OVERRUN
MBI FACED INSULATION:6072VRRPB-6 | 6" X 72" MBI W/VRR + BLACK 6" TAB | Uncategorized |  | 0
MBI FACED INSULATION:6072WP50-6 | 6" X 72" MBI W/WMP-50 6" TABS | Uncategorized |  | 0
MBI FACED INSULATION:8036LVRRP-18 | 8" X 36" MBI W/VRR PLUS 18" TAB | Uncategorized |  | 0
MBI FACED INSULATION:8048VRRP-18 | 8" X 48" MBI W / VRR PLUS 18" TABS | Uncategorized |  | 0
MBI FACED INSULATION:8048VRRP-6 | 8" X 48" MBI W / VRR PLUS 6" TABS | Uncategorized |  | 0
MBI FACED INSULATION:8048VRRPB-18 | 8" X 48" MBI W/VRR PLUS BLACK 18" TAB | Uncategorized |  | 0
MBI FACED INSULATION:8060VRRP-18 | 8" X 60" MBI W/VRR PLUS 18" TAB | Uncategorized |  | 0
MBI FACED INSULATION:8060VRRP-6 | 8" X 60" MBI W / VRR PLUS 6" TABS | Uncategorized |  | 0
MBI FACED INSULATION:8060VRRPB-18 | 8" X 60" MBI W/VRR PLUS BLACK 18" TAB | Uncategorized |  | 0
MBI FACED INSULATION:8072VRRP-6 | 8" X 72" MBI W / VRR PLUS 6" TABS | Uncategorized |  | 0
MBI FACED INSULATION:9536VRRP-30 | 9" X 36" MBI W / VRR PLUS 30" TABS | Uncategorized |  | 0
MBI FACED INSULATION:9548VRRP-6 | 9" x 48" MBI W/VRR PLUS 6" TAB | Uncategorized |  | 0
MBI FACED INSULATION:9560VRRP-18 | 9-1/2" X 60" MBI W / VRR PLUS 18" TABS | Uncategorized |  | 0
MBI FACED INSULATION:9560VRRP-6 | 9-1/2" X 60" MBI W / VRR PLUS 6" TABS | Uncategorized |  | 0
MBI FACED INSULATION:9572VRRP-18 | 9-1/2"" X 72" MBI W / VRR PLUS 18" TABS | Uncategorized |  | 0
MBI FACED INSULATION:9572VRRP-6 | 9-1/2" X 72" MBI W / VRR PLUS 6" TABS | Uncategorized |  | 0
MBI FACED INSULATION:STOCK-3FOOT-102 | 3" X 36" X 102' MBI STOCK ROLL | Uncategorized |  | 52 | Tulsa:MBI FLOOR
MBI FACED INSULATION:STOCK-4FOOT-52 | 3" X 48" X 52' MBI STOCK ROLL | Uncategorized |  | 8 | Tulsa:MBI FLOOR
MBI FACED INSULATION:STOCK-6FOOT-102 | 3" X 72" X 102' MBI STOCK ROLL | Uncategorized |  | 48 | Tulsa:MBI FLOOR
SCREWS-ASMB | DO NOT USE - ITEM CATEGORY | HVAC ITEMS:FASTENING SYSTEMS |  | 0
SCREWS-ASMB:4H1012-1500-TUB | #10 X 3/4" (5/16)HEX TEK/3 410 STAINLESS (1500/TUB) | HVAC ITEMS:FASTENING SYSTEMS |  | 0
SCREWS-ASMB:4H1012-250-MINI | #10 X 3/4" (5/16)HEX TEK/3 410 STAINLESS (250/MINI) | HVAC ITEMS:FASTENING SYSTEMS |  | 0
SCREWS-ASMB:4H1012-4M-BOX | #10 X 3/4" (5/16)HEX TEK/3 410 STAINLESS (4M/BOX) | HVAC ITEMS:FASTENING SYSTEMS |  | 1 | Tulsa:O9C
SCREWS-ASMB:4H1016-1000-TUB | #10 X 1" HEX (5/16") TEK/3 410 STAINLESS (1000/TUB) | Uncategorized |  | 2 | Tulsa:O9B
SCREWS-ASMB:4H1016-250-MINI | #10 X 1" HEX (5/16") TEK/3 410 STAINLESS (250/MINI) | Uncategorized |  | 3 | Tulsa:O9B
SCREWS-ASMB:4H1016-3M-BOX | #10 X 1" HEX (5/16) TEK/3 410 STAINLESS (3M/BOX) | HVAC ITEMS:FASTENING SYSTEMS |  | 1 | Tulsa:O9C
SCREWS-ASMB:H1012-1500-TUB | #10 X 3/4" HEX (5/16) TEK/3 ZINC (1500/TUB) | HVAC ITEMS:FASTENING SYSTEMS |  | 0
SCREWS-ASMB:H1012-250-MINI | #10 X 3/4" HEX (5/16) TEK/3 ZINC (250/MINI) | HVAC ITEMS:FASTENING SYSTEMS |  | 0
SCREWS-ASMB:H1012-8M-BOX | #10 X 3/4" HEX (5/16) TEK/3 ZINC (8M/BOX) | HVAC ITEMS:FASTENING SYSTEMS |  | 2 | Tulsa:O9C
SCREWS-ASMB:H1012H-1M-TUB | #10 X 3/4" HI-HEAD (5/16") TEK/3 ZINC (1M/TUB) | HVAC ITEMS:FASTENING SYSTEMS |  | 5 | Tulsa:O9B
SCREWS-ASMB:H1012H-250-MINI | #10 X 3/4" HI-HEAD (5/16") TEK/3 ZINC (250/MINI) | HVAC ITEMS:FASTENING SYSTEMS |  | 9 | Tulsa:O9B
SCREWS-ASMB:H1012H-6M-BOX | #10 X 3/4" HI-HEAD (5/16") TEK/3 ZINC (6M/BOX) | HVAC ITEMS:FASTENING SYSTEMS |  | 2 | Oklahoma City:Unassigned, Tulsa:O9C
SCREWS-ASMB:H1016-1M-TUB | #10 X 1" (5/16") HEX HEAD TEK/3 ZINC (1/M/TUB) | HVAC ITEMS:FASTENING SYSTEMS |  | 2 | Tulsa:O9B
SCREWS-ASMB:H1016-200-MINI | #10 X 1" (5/16") HEX HEAD TEK/3 ZINC (200/MINI) | HVAC ITEMS:FASTENING SYSTEMS |  | 3 | Tulsa:O9B
SCREWS-ASMB:H1016-5M-BOX | #10 X 1" (5/16") HEX HEAD TEK/3 ZINC (5/M/BOX) | HVAC ITEMS:FASTENING SYSTEMS |  | 4 | Tulsa:O9C
SCREWS-ASMB:H1024-3M-BOX | #10 X 1-1/2" HEX (5/16) TEK/3 ZINC (3M/BOX) | HVAC ITEMS:FASTENING SYSTEMS |  | 4 | Tulsa:O9C
SCREWS-ASMB:H1032-2M-BOX | #10 X 2" HEX (5/16) TEK/3 ZINC (2M/BOX) | HVAC ITEMS:FASTENING SYSTEMS |  | 0
SCREWS-ASMB:H1048-1M-BOX | #10 X 3" HEX (5/16") TEK/3 PLATED (1M/BOX) | HVAC ITEMS:FASTENING SYSTEMS |  | 1 | Tulsa:O9C
SCREWS-ASMB:H1048-200-TUB | #10 X 3" HEX (5/16") TEK/3 PLATED (200/TUB) | HVAC ITEMS:FASTENING SYSTEMS |  | 4 | Tulsa:O9B
SCREWS-ASMB:H1048-40-MINI | #10 X 3" HEX (5/16") TEK/3 PLATED (40/MINI) | HVAC ITEMS:FASTENING SYSTEMS |  | 2 | Tulsa:O9B
SCREWS-ASMB:H1412-4M-BOX | #14 X 3/4" HEX (3/8) TEK/3 ZINC (4M/BOX) | HVAC ITEMS:FASTENING SYSTEMS |  | 5 | Tulsa:O9C
SCREWS-ASMB:H1416-3M-BOX | #14 X 1" HEX (3/8) TEK/3 ZINC (3M/BOX) | HVAC ITEMS:FASTENING SYSTEMS |  | 4 | Tulsa:O9C
SCREWS-ASMB:H808-10M-BOX | #8 X 1/2" HEX (1/4") TEK/2 ZINC (10M/BOX) | HVAC ITEMS:FASTENING SYSTEMS |  | 2 | Oklahoma City:Unassigned
SCREWS-ASMB:H808-2500-TUB | #8 X 1/2" HEX (1/4") TEK/2 ZINC (2,500/TUB) | HVAC ITEMS:FASTENING SYSTEMS |  | 6 | Oklahoma City:Unassigned, Tulsa:O9B
SCREWS-ASMB:H808-500-MINI | #8 X 1/2" HEX (1/4") TEK/2 ZINC (500/MINI) | HVAC ITEMS:FASTENING SYSTEMS |  | 3 | Tulsa:O9B
SCREWS-ASMB:H812-10M-BOX | #8 X 3/4" HEX (1/4"") TEK/3 ZINC (10M/BOX) | HVAC ITEMS:FASTENING SYSTEMS |  | 0
SCREWS-ASMB:H812-2M-TUB | #8 x 3/4" HEX (1/4) TECH ZINC (2M/TUB) | Uncategorized |  | 3 | Tulsa:O9B
SCREWS-ASMB:H824-125-MINI | #8 X 1-1/2" HEX (1/4") TEK/2 ZINC (125/MINI) | HVAC ITEMS:FASTENING SYSTEMS |  | 4 | Tulsa:O9B
SCREWS-ASMB:H824-5M-BOX | #8 X 1-1/2" HEX (1/4") TEK/2 ZINC (5M/BOX) | HVAC ITEMS:FASTENING SYSTEMS |  | 5 | Tulsa:O9C
SCREWS-ASMB:H824-900-TUB | #8 X 1-1/2" HEX (1/4") TEK/2 ZINC (900/TUB) | HVAC ITEMS:FASTENING SYSTEMS |  | 5 | Tulsa:O9B
SCREWS-ASMB:N708-15M-BOX | #7 X 1/2" HEX (1/4) NEEDLE PT ZINC (15M/BOX) | HVAC ITEMS:FASTENING SYSTEMS |  | 5 | Tulsa:O9E
SCREWS-ASMB:N708-2500-TUB | #7 X 1/2" HEX (1/4) NEEDLE PT ZINC (2,500/TUB) | HVAC ITEMS:FASTENING SYSTEMS |  | 0
SCREWS-ASMB:N708-500-MINI | #7 X 1/2" HEX (1/4) NEEDLE PT ZINC (500/MINI) | HVAC ITEMS:FASTENING SYSTEMS |  | 0
SCREWS-ASMB:N808-15M-BOX | #8 X 1/2" HEX (1/4) NEEDLE PT ZINC (15M/BOX) | HVAC ITEMS:FASTENING SYSTEMS |  | 3 | Tulsa:O9E
SCREWS-ASMB:N808-2500-TUB | #8 X 1/2" HEX (1/4) NEEDLE PT ZINC (2,500/TUB) | HVAC ITEMS:FASTENING SYSTEMS |  | 0
SCREWS-ASMB:N812-10M-BOX | #8 X 3/4" HEX (1/4) NEEDLE PT ZINC (10M/BOX) | HVAC ITEMS:FASTENING SYSTEMS |  | 4 | Tulsa:O9E
SCREWS-ASMB:N812-250-MINI | #8 X 3/4" HEX (1/4) NEEDLE PT ZINC (250/MINI) | HVAC ITEMS:FASTENING SYSTEMS |  | 8 | Tulsa:O9D
SCREWS-ASMB:N812-2M-TUB | #8 X 3/4" HEX (1/4) NEEDLE PT ZINC (2M/TUB) | HVAC ITEMS:FASTENING SYSTEMS |  | 1 | Oklahoma City:Unassigned
SCREWS-ASMB:N816-1M-TUB | #8 X 1" HEX (1/4") NEEDLE PT ZINC (1M/TUB) | HVAC ITEMS:FASTENING SYSTEMS |  | 7 | Oklahoma City:Unassigned, Tulsa:O9D
SCREWS-ASMB:N816-250-MINI | #8 X 1" HEX (1/4") NEEDLE PT ZINC (250/MINI) | HVAC ITEMS:FASTENING SYSTEMS |  | 4 | Tulsa:O9D
SCREWS-ASMB:N816-8M-BOX | #8 X 1" HEX (1/4") NEEDLE PT ZINC (8M/BOX) | HVAC ITEMS:FASTENING SYSTEMS |  | 6 | Tulsa:O9E
SCREWS-ASMB:N824-125-MINI | #8 x 1-1/2" HEX (1/4) NEEDLE PT ZINC (125/MINI) | HVAC ITEMS:FASTENING SYSTEMS |  | 7 | Tulsa:O9D
SCREWS-ASMB:N824-1M-TUB | #8 x 1-1/2" HEX (1/4) NEEDLE PT ZINC (1M/TUB) | HVAC ITEMS:FASTENING SYSTEMS |  | 6 | Oklahoma City:Unassigned, Tulsa:O9D
SCREWS-ASMB:N824-5M-BOX | #8 x 1-1/2" HEX (1/4) NEEDLE PT ZINC (5M/BOX) | HVAC ITEMS:FASTENING SYSTEMS |  | 4 | Tulsa:O9E
SCREWS-ASMB:N832-100-MINI | #8 x 2" HEX (1/4) NEEDLE ZINC (100/MINI) | HVAC ITEMS:FASTENING SYSTEMS |  | 0
SCREWS-ASMB:N832-3M-BOX | #8 x 2" HEX (1/4) NEEDLE ZINC (3M/BOX) | HVAC ITEMS:FASTENING SYSTEMS |  | 4 | Tulsa:O9E
SCREWS-ASMB:NU1012H-1M-TUB | #10 X 3/4" HI-HEAD (5/16") RAZOR PT ZINC (1M/TUB) | HVAC ITEMS:FASTENING SYSTEMS |  | 0
SCREWS-ASMB:NU1012H-250-MINI | #10 X 3/4" HI-HEAD (5/16") RAZOR PT ZINC (250/MINI) | HVAC ITEMS:FASTENING SYSTEMS |  | 5 | Oklahoma City:Unassigned, Tulsa:O9D
SCREWS-ASMB:NU1012H-5M-BOX | #10 X 3/4" HI-HEAD (5/16") RAZOR PT ZINC (5M/BOX) | HVAC ITEMS:FASTENING SYSTEMS |  | 1 | Tulsa:O9E
SCREWS-ASMB:NU808-10M-BOX | #8 X 1/2" HEX-HEAD (1/4") RAZOR PT ZINC (10M/BOX) | HVAC ITEMS:FASTENING SYSTEMS |  | 3 | Tulsa:O9E
SCREWS-ASMB:NU808-2500-TUB | #8 X 1/2" HEX-HEAD (1/4") RAZOR PT ZINC (2,500/TUB) | HVAC ITEMS:FASTENING SYSTEMS |  | 0
SCREWS-ASMB:NU808-500-MINI | #8 X 1/2" HEX-HEAD (1/4") RAZOR PT ZINC (500/MINI) | HVAC ITEMS:FASTENING SYSTEMS |  | 2 | Oklahoma City:Unassigned, Tulsa:O9D